## README
INFO sheet
Sheet name | m3/s/m2 @ 75Pa | L/s/m2 @ 75pa
A | 0.00026 | 1.5
B | 0.00046 | 2.7
C | 0.00072 | 4.2
D | 0.00136 | 7.9

## A
name | city | total_end_uses_gj | heating_gj | cooling_gj | interior_lighting_gj | exterior_lighting_gj | interior_equipment_gj | exterior_equipment_gj | fans_gj | pumps_gj | heat_rejection_gj | humidification_gj | heat_recovery_gj | water_systems_gj | refrigeration_gj | check if datapoints align with base
SecondarySchool | Victoria Intl AP | 9699.09 | 2596.95 | 333.9 | 2115.96 | 0 | 693.97 | 0 | 1595.29 | 37.7 | 0 | 0 | 149.14 | 2176.17 | 0 | #REF! | #REF!
PrimarySchool | Victoria Intl AP | 3748.28 | 1299.22 | 174.08 | 710.65 | 0 | 293.05 | 0 | 644.3 | 14.56 | 0 | 0 | 31.99 | 580.42 | 0 | #REF! | #REF!
SmallOffice | Victoria Intl AP | 231.87 | 24.74 | 20.01 | 51.13 | 0 | 51.11 | 0 | 57.96 | 0.33 | 0 | 0 | 0 | 26.59 | 0 | #REF! | #REF!
MediumOffice | Victoria Intl AP | 2403.06 | 736.7 | 99.1 | 438.98 | 0 | 498.17 | 0 | 288.04 | 71.9 | 4.76 | 0 | 0 | 265.41 | 0 | #REF! | #REF!
LargeOffice | Victoria Intl AP | 17175.36 | 2219.61 | 683.36 | 3971.51 | 0 | 4390.73 | 0 | 3049.36 | 579.24 | 44.82 | 0 | 39.33 | 2197.41 | 0 | #REF! | #REF!
SmallHotel | Victoria Intl AP | 2439.33 | 681.72 | 125.74 | 303.49 | 0 | 79.28 | 0 | 326.25 | 30.74 | 0.35 | 0 | 11.91 | 879.84 | 0 | #REF! | #REF!
LargeHotel | Victoria Intl AP | 7130.13 | 2533.8 | 346.82 | 1232.46 | 0 | 274.54 | 0 | 834.36 | 62.24 | 3.02 | 0 | 37.98 | 1804.9 | 0 | #REF! | #REF!
Warehouse | Victoria Intl AP | 1526.78 | 665.59 | 90.66 | 261.24 | 0 | 84.99 | 0 | 355.01 | 11.66 | 0 | 0 | 0 | 57.64 | 0 | #REF! | #REF!
RetailStandalone | Victoria Intl AP | 1244.57 | 407.13 | 73.33 | 396.94 | 0 | 74.03 | 0 | 259.69 | 4.93 | 0 | 0 | 0 | 28.52 | 0 | #REF! | #REF!
RetailStripmall | Victoria Intl AP | 1272.04 | 386.58 | 87.66 | 395.97 | 0 | 75.59 | 0 | 291.2 | 3.65 | 0 | 0 | 0 | 31.38 | 0 | #REF! | #REF!
QuickServiceRestaurant | Victoria Intl AP | 208.84 | 57.21 | 9.03 | 48.34 | 0 | 24.85 | 0 | 31.75 | 0.05 | 0 | 0 | 6.8 | 30.8 | 0 | #REF! | #REF!
FullServiceRestaurant | Victoria Intl AP | 473.7 | 166.64 | 10.87 | 85.83 | 0 | 34.34 | 0 | 61.26 | 0.07 | 0 | 0 | 19.62 | 95.06 | 0 | #REF! | #REF!
MidriseApartment | Victoria Intl AP | 1636.77 | 232.53 | 175.95 | 130.3 | 0 | 191.87 | 0 | 146.13 | 18.46 | 0 | 0 | 28.25 | 713.28 | 0 | #REF! | #REF!
HighriseApartment | Victoria Intl AP | 4605.75 | 1296.52 | 374.14 | 306.01 | 0 | 494.52 | 0 | 293.46 | 66.11 | 0.29 | 0 | 0.94 | 1773.76 | 0 | #REF! | #REF!
Hospital | Victoria Intl AP | 15489.28 | 2292.74 | 621.9 | 4763.04 | 0 | 2610.78 | 0 | 2524.58 | 50.46 | 2.17 | 0 | 372.55 | 2251.07 | 0 | #REF! | #REF!
Outpatient | Victoria Intl AP | 2858.12 | 695.84 | 158.48 | 761.58 | 0 | 316.06 | 0 | 569.42 | 58.04 | 1.85 | 0 | 45.55 | 251.31 | 0 | #REF! | #REF!
SecondarySchool | Windsor Intl AP | 10836.44 | 2790.39 | 1111.62 | 2115.96 | 0 | 693.97 | 0 | 1644.76 | 38.04 | 0 | 0 | 283.76 | 2157.96 | 0 | #REF! | #REF!
PrimarySchool | Windsor Intl AP | 3975.2 | 1224.36 | 424.58 | 710.65 | 0 | 293.05 | 0 | 641.02 | 13.55 | 0 | 0 | 92.79 | 575.2 | 0 | #REF! | #REF!
SmallOffice | Windsor Intl AP | 252.07 | 25.73 | 29.16 | 51.13 | 0 | 51.11 | 0 | 60.05 | 0.56 | 0 | 0 | 7.98 | 26.35 | 0 | #REF! | #REF!
MediumOffice | Windsor Intl AP | 2551.03 | 761.36 | 205.49 | 438.98 | 0 | 498.17 | 0 | 293.53 | 71.42 | 14.31 | 0 | 4.71 | 263.05 | 0 | #REF! | #REF!
LargeOffice | Windsor Intl AP | 18722.36 | 2505.57 | 1428.29 | 3971.51 | 0 | 4390.73 | 0 | 3083.37 | 736.33 | 117.22 | 0 | 312.08 | 2177.27 | 0 | #REF! | #REF!
SmallHotel | Windsor Intl AP | 2664.84 | 723.93 | 245.13 | 303.49 | 0 | 79.28 | 0 | 332.39 | 34.15 | 0.69 | 0 | 73.34 | 872.44 | 0 | #REF! | #REF!
LargeHotel | Windsor Intl AP | 7640.67 | 2678.88 | 687.92 | 1232.46 | 0 | 274.54 | 0 | 793.99 | 94.51 | 11.96 | 0 | 77.76 | 1788.65 | 0 | #REF! | #REF!
Warehouse | Windsor Intl AP | 1864.56 | 832.92 | 228.37 | 261.24 | 0 | 84.99 | 0 | 379.46 | 12.57 | 0 | 0 | 7.85 | 57.17 | 0 | #REF! | #REF!
RetailStandalone | Windsor Intl AP | 1343.34 | 381.05 | 184.06 | 396.94 | 0 | 74.03 | 0 | 255 | 5 | 0 | 0 | 19.05 | 28.21 | 0 | #REF! | #REF!
RetailStripmall | Windsor Intl AP | 1380.58 | 388.69 | 176.41 | 395.97 | 0 | 75.59 | 0 | 279.9 | 4.06 | 0 | 0 | 28.91 | 31.05 | 0 | #REF! | #REF!
QuickServiceRestaurant | Windsor Intl AP | 229.18 | 59.52 | 22.23 | 48.34 | 0 | 24.85 | 0 | 33.57 | 0.12 | 0 | 0 | 10.01 | 30.54 | 0 | #REF! | #REF!
FullServiceRestaurant | Windsor Intl AP | 534.4 | 193.04 | 40.29 | 85.83 | 0 | 34.34 | 0 | 63.21 | 0.18 | 0 | 0 | 23.27 | 94.23 | 0 | #REF! | #REF!
MidriseApartment | Windsor Intl AP | 2096.85 | 625.9 | 261.36 | 130.3 | 0 | 191.87 | 0 | 151.08 | 22.28 | 0 | 0 | 7.06 | 706.99 | 0 | #REF! | #REF!
HighriseApartment | Windsor Intl AP | 5292.61 | 1750.83 | 613.21 | 306.01 | 0 | 494.52 | 0 | 331.49 | 25.7 | 0.37 | 0 | 13.07 | 1757.42 | 0 | #REF! | #REF!
Hospital | Windsor Intl AP | 17291.24 | 2577.18 | 1742.05 | 4763.04 | 0 | 2610.78 | 0 | 2534.02 | 69.71 | 6.78 | 0 | 757.37 | 2230.32 | 0 | #REF! | #REF!
Outpatient | Windsor Intl AP | 3036.16 | 535.53 | 299.31 | 761.58 | 0 | 316.06 | 0 | 572.66 | 75.24 | 4.71 | 0 | 222.19 | 248.88 | 0 | #REF! | #REF!
SecondarySchool | Montreal-Trudeau Intl AP | 9934.91 | 2829.77 | 792 | 2115.96 | 0 | 693.97 | 0 | 1561.3 | 37.03 | 0 | 0 | 283.56 | 1621.32 | 0 | #REF! | #REF!
PrimarySchool | Montreal-Trudeau Intl AP | 3756.15 | 1260.08 | 307.58 | 710.65 | 0 | 293.05 | 0 | 611.86 | 1.32 | 0 | 0 | 92.9 | 478.7 | 0 | #REF! | #REF!
SmallOffice | Montreal-Trudeau Intl AP | 252.09 | 37.92 | 24.24 | 51.13 | 0 | 51.11 | 0 | 56.08 | 0 | 0 | 0 | 7.98 | 23.63 | 0 | #REF! | #REF!
MediumOffice | Montreal-Trudeau Intl AP | 2273.38 | 644.61 | 162.1 | 438.98 | 0 | 498.17 | 0 | 238.54 | 58.29 | 11.03 | 0 | 3.63 | 218.03 | 0 | #REF! | #REF!
LargeOffice | Montreal-Trudeau Intl AP | 17380.21 | 2230.26 | 1152.85 | 3971.51 | 0 | 4390.73 | 0 | 2864.85 | 609 | 93.69 | 0 | 245.1 | 1822.22 | 0 | #REF! | #REF!
SmallHotel | Montreal-Trudeau Intl AP | 2472.2 | 828.85 | 188.35 | 303.49 | 0 | 79.28 | 0 | 311.01 | 8.29 | 0.58 | 0 | 72.19 | 680.15 | 0 | #REF! | #REF!
LargeHotel | Montreal-Trudeau Intl AP | 7115.58 | 2735.31 | 545.42 | 1232.46 | 0 | 274.54 | 0 | 752.2 | 77.23 | 9.15 | 0 | 64.95 | 1424.32 | 0 | #REF! | #REF!
Warehouse | Montreal-Trudeau Intl AP | 1777.94 | 875.57 | 158.78 | 261.24 | 0 | 84.99 | 0 | 340.4 | 0 | 0 | 0 | 7.5 | 49.47 | 0 | #REF! | #REF!
RetailStandalone | Montreal-Trudeau Intl AP | 1293.86 | 383.39 | 151.71 | 396.94 | 0 | 74.03 | 0 | 241.06 | 0 | 0 | 0 | 21.66 | 25.07 | 0 | #REF! | #REF!
RetailStripmall | Montreal-Trudeau Intl AP | 1339.54 | 417.97 | 129.57 | 395.97 | 0 | 75.59 | 0 | 264.39 | 0 | 0 | 0 | 28.62 | 27.43 | 0 | #REF! | #REF!
QuickServiceRestaurant | Montreal-Trudeau Intl AP | 227.25 | 69.69 | 16.77 | 48.34 | 0 | 24.85 | 0 | 30.94 | 0 | 0 | 0 | 10.01 | 26.64 | 0 | #REF! | #REF!
FullServiceRestaurant | Montreal-Trudeau Intl AP | 502.83 | 191.46 | 28.38 | 85.83 | 0 | 34.34 | 0 | 61.25 | 0 | 0 | 0 | 23.27 | 78.3 | 0 | #REF! | #REF!
MidriseApartment | Montreal-Trudeau Intl AP | 1979.07 | 711.04 | 211.82 | 130.3 | 0 | 191.87 | 0 | 144.09 | 2.15 | 0 | 0 | 8.18 | 579.62 | 0 | #REF! | #REF!
HighriseApartment | Montreal-Trudeau Intl AP | 4706.55 | 1643.88 | 483.72 | 306.01 | 0 | 494.52 | 0 | 304.34 | 22.31 | 0.3 | 0 | 9.21 | 1442.27 | 0 | #REF! | #REF!
Hospital | Montreal-Trudeau Intl AP | 16726.76 | 2949.31 | 1304.41 | 4763.04 | 0 | 2610.78 | 0 | 2440.08 | 39.94 | 5.36 | 0 | 758.22 | 1855.62 | 0 | #REF! | #REF!
Outpatient | Montreal-Trudeau Intl AP | 2969.97 | 621.26 | 237.19 | 761.58 | 0 | 316.06 | 0 | 547.87 | 50.85 | 3.67 | 0 | 223.55 | 207.94 | 0 | #REF! | #REF!
SecondarySchool | Edmonton Intl AP | 12271.1 | 4713.7 | 350.34 | 2115.96 | 0 | 693.97 | 0 | 1598.74 | 38.5 | 0 | 0 | 261.56 | 2498.34 | 0 | #REF! | #REF!
PrimarySchool | Edmonton Intl AP | 4499.99 | 1913.67 | 168.27 | 710.65 | 0 | 293.05 | 0 | 638.01 | 18.52 | 0 | 0 | 89.9 | 667.92 | 0 | #REF! | #REF!
SmallOffice | Edmonton Intl AP | 268.91 | 51.06 | 17.78 | 51.13 | 0 | 51.11 | 0 | 58.59 | 0.84 | 0 | 0 | 7.98 | 30.42 | 0 | #REF! | #REF!
MediumOffice | Edmonton Intl AP | 2679.99 | 940.15 | 91.7 | 438.98 | 0 | 498.17 | 0 | 359.71 | 42.73 | 4.67 | 0 | 0.99 | 302.88 | 0 | #REF! | #REF!
LargeOffice | Edmonton Intl AP | 18202.15 | 3089.63 | 605.78 | 3971.51 | 0 | 4390.73 | 0 | 3035.41 | 471.77 | 40.29 | 0 | 61.44 | 2535.58 | 0 | #REF! | #REF!
SmallHotel | Edmonton Intl AP | 3086.32 | 1155.71 | 113.02 | 303.49 | 0 | 79.28 | 0 | 315.58 | 41.27 | 0.31 | 0 | 70.2 | 1007.46 | 0 | #REF! | #REF!
LargeHotel | Edmonton Intl AP | 9042.4 | 4240.15 | 327.64 | 1232.46 | 0 | 274.54 | 0 | 780.81 | 54.56 | 2.83 | 0 | 56.25 | 2073.17 | 0 | #REF! | #REF!
Warehouse | Edmonton Intl AP | 2032.36 | 1175.89 | 85.43 | 261.24 | 0 | 84.99 | 0 | 336.27 | 16.55 | 0 | 0 | 6.08 | 65.91 | 0 | #REF! | #REF!
RetailStandalone | Edmonton Intl AP | 1441.83 | 580.51 | 72.98 | 396.94 | 0 | 74.03 | 0 | 262.82 | 6.92 | 0 | 0 | 15.45 | 32.17 | 0 | #REF! | #REF!
RetailStripmall | Edmonton Intl AP | 1484.01 | 571.78 | 82.75 | 395.97 | 0 | 75.59 | 0 | 289.94 | 5.48 | 0 | 0 | 27.12 | 35.38 | 0 | #REF! | #REF!
QuickServiceRestaurant | Edmonton Intl AP | 260.37 | 101.47 | 8.41 | 48.34 | 0 | 24.85 | 0 | 31.69 | 0.19 | 0 | 0 | 10.01 | 35.41 | 0 | #REF! | #REF!
FullServiceRestaurant | Edmonton Intl AP | 640.91 | 316.54 | 11.01 | 85.83 | 0 | 34.34 | 0 | 60.56 | 0.29 | 0 | 0 | 23.27 | 109.07 | 0 | #REF! | #REF!
MidriseApartment | Edmonton Intl AP | 2452.48 | 987.17 | 159.56 | 130.3 | 0 | 191.87 | 0 | 128.65 | 31.55 | 0 | 0 | 3.12 | 820.25 | 0 | #REF! | #REF!
HighriseApartment | Edmonton Intl AP | 6229.75 | 2741.62 | 335.36 | 306.01 | 0 | 494.52 | 0 | 277.72 | 27.21 | 0.23 | 0 | 2.35 | 2044.74 | 0 | #REF! | #REF!
Hospital | Edmonton Intl AP | 18760.98 | 4864.71 | 597.48 | 4763.04 | 0 | 2610.78 | 0 | 2518.16 | 58.31 | 1.96 | 0 | 747.01 | 2599.54 | 0 | #REF! | #REF!
Outpatient | Edmonton Intl AP | 3240.77 | 877.78 | 141.89 | 761.58 | 0 | 316.06 | 0 | 567.54 | 62.09 | 1.49 | 0 | 223.07 | 289.26 | 0 | #REF! | #REF!
SecondarySchool | Fort McMurray AP | 13662.46 | 6211.9 | 332.73 | 2115.96 | 0 | 693.97 | 0 | 1447.81 | 38.4 | 0 | 0 | 283.6 | 2538.08 | 0 | #REF! | #REF!
PrimarySchool | Fort McMurray AP | 4785.46 | 2291.03 | 153.74 | 710.65 | 0 | 293.05 | 0 | 542.31 | 16.32 | 0 | 0 | 101.66 | 676.7 | 0 | #REF! | #REF!
SmallOffice | Fort McMurray AP | 279.21 | 72.7 | 14.67 | 51.13 | 0 | 51.11 | 0 | 50.09 | 0.81 | 0 | 0 | 7.98 | 30.73 | 0 | #REF! | #REF!
MediumOffice | Fort McMurray AP | 2493.08 | 912.84 | 83.33 | 438.98 | 0 | 498.17 | 0 | 212.13 | 36.24 | 4.33 | 0 | 0.82 | 306.23 | 0 | #REF! | #REF!
LargeOffice | Fort McMurray AP | 18063.34 | 3451.07 | 584.54 | 3971.51 | 0 | 4390.73 | 0 | 2606.83 | 397.87 | 40.54 | 0 | 56.82 | 2563.42 | 0 | #REF! | #REF!
SmallHotel | Fort McMurray AP | 3212.31 | 1349.09 | 85.05 | 303.49 | 0 | 79.28 | 0 | 263.37 | 40.1 | 0.29 | 0 | 70.07 | 1021.58 | 0 | #REF! | #REF!
LargeHotel | Fort McMurray AP | 9328.26 | 4658.16 | 262.63 | 1232.46 | 0 | 274.54 | 0 | 678.68 | 54.56 | 2.89 | 0 | 60.31 | 2104.03 | 0 | #REF! | #REF!
Warehouse | Fort McMurray AP | 2006.2 | 1223.78 | 76.83 | 261.24 | 0 | 84.99 | 0 | 271.67 | 14.09 | 0 | 0 | 7.01 | 66.58 | 0 | #REF! | #REF!
RetailStandalone | Fort McMurray AP | 1490.06 | 677.21 | 61.22 | 396.94 | 0 | 74.03 | 0 | 225.47 | 6.15 | 0 | 0 | 16.56 | 32.48 | 0 | #REF! | #REF!
RetailStripmall | Fort McMurray AP | 1514.9 | 659.12 | 65.72 | 395.97 | 0 | 75.59 | 0 | 250.61 | 4.36 | 0 | 0 | 27.79 | 35.73 | 0 | #REF! | #REF!
QuickServiceRestaurant | Fort McMurray AP | 287.92 | 134.58 | 6.86 | 48.34 | 0 | 24.85 | 0 | 27.21 | 0.16 | 0 | 0 | 10.01 | 35.91 | 0 | #REF! | #REF!
FullServiceRestaurant | Fort McMurray AP | 723.75 | 401.67 | 9.6 | 85.83 | 0 | 34.34 | 0 | 58.18 | 0.25 | 0 | 0 | 23.27 | 110.59 | 0 | #REF! | #REF!
MidriseApartment | Fort McMurray AP | 2059.66 | 618.57 | 119.7 | 130.3 | 0 | 191.87 | 0 | 110.41 | 26.41 | 0 | 0 | 30.55 | 831.85 | 0 | #REF! | #REF!
HighriseApartment | Fort McMurray AP | 6354.72 | 2945.33 | 256.88 | 306.01 | 0 | 494.52 | 0 | 249.23 | 27.36 | 0.19 | 0 | 1.51 | 2073.68 | 0 | #REF! | #REF!
Hospital | Fort McMurray AP | 20709.55 | 7061.79 | 563.68 | 4763.04 | 0 | 2610.78 | 0 | 2262.2 | 50.21 | 2.06 | 0 | 757.23 | 2638.56 | 0 | #REF! | #REF!
Outpatient | Fort McMurray AP | 3439.06 | 1184.55 | 118.61 | 761.58 | 0 | 316.06 | 0 | 487.95 | 52.44 | 1.46 | 0 | 223.09 | 293.31 | 0 | #REF! | #REF!
SecondarySchool | Yellowknife AP | 14355.55 | 7643.25 | 220.09 | 2115.96 | 0 | 693.97 | 0 | 1387.29 | 38.58 | 0 | 0 | 309.55 | 1946.86 | 0 | #REF! | #REF!
PrimarySchool | Yellowknife AP | 5177.02 | 2855.59 | 107.65 | 710.65 | 0 | 293.05 | 0 | 513.63 | 16 | 0 | 0 | 112.55 | 567.9 | 0 | #REF! | #REF!
SmallOffice | Yellowknife AP | 329.2 | 105.69 | 13.82 | 51.13 | 0 | 51.11 | 0 | 68.52 | 0.79 | 0 | 0 | 10.97 | 27.16 | 0 | #REF! | #REF!
MediumOffice | Yellowknife AP | 2193.22 | 711.65 | 56.48 | 438.98 | 0 | 498.17 | 0 | 203.42 | 26.95 | 2.83 | 0 | 0.43 | 254.29 | 0 | #REF! | #REF!
LargeOffice | Yellowknife AP | 17360.47 | 3713.03 | 399.16 | 3971.51 | 0 | 4390.73 | 0 | 2409.86 | 263.38 | 27.03 | 0 | 37.5 | 2148.28 | 0 | #REF! | #REF!
SmallHotel | Yellowknife AP | 3401.4 | 1781.8 | 74.69 | 303.49 | 0 | 79.28 | 0 | 241.11 | 36.53 | 0.23 | 0 | 70.06 | 814.2 | 0 | #REF! | #REF!
LargeHotel | Yellowknife AP | 9814.68 | 5728.95 | 202.94 | 1232.46 | 0 | 274.54 | 0 | 558.02 | 41.99 | 1.75 | 0 | 66 | 1708.02 | 0 | #REF! | #REF!
Warehouse | Yellowknife AP | 2179.65 | 1463.74 | 48.41 | 261.24 | 0 | 84.99 | 0 | 241.98 | 14.35 | 0 | 0 | 7.59 | 57.35 | 0 | #REF! | #REF!
RetailStandalone | Yellowknife AP | 1590.96 | 803.28 | 52.67 | 396.94 | 0 | 74.03 | 0 | 207.88 | 5.9 | 0 | 0 | 21.78 | 28.48 | 0 | #REF! | #REF!
RetailStripmall | Yellowknife AP | 1671.66 | 858.73 | 44.78 | 395.97 | 0 | 75.59 | 0 | 232.46 | 4.21 | 0 | 0 | 28.7 | 31.22 | 0 | #REF! | #REF!
QuickServiceRestaurant | Yellowknife AP | 327.73 | 180.13 | 6.15 | 48.34 | 0 | 24.85 | 0 | 26.5 | 0.17 | 0 | 0 | 10.01 | 31.58 | 0 | #REF! | #REF!
FullServiceRestaurant | Yellowknife AP | 779.2 | 476.36 | 7.59 | 85.83 | 0 | 34.34 | 0 | 58.25 | 0.26 | 0 | 0 | 23.27 | 93.3 | 0 | #REF! | #REF!
MidriseApartment | Yellowknife AP | 2243.05 | 948.2 | 105.47 | 130.3 | 0 | 191.87 | 0 | 115.3 | 26.81 | 0 | 0 | 32.97 | 692.13 | 0 | #REF! | #REF!
HighriseApartment | Yellowknife AP | 6730.75 | 3701.15 | 229.6 | 306.01 | 0 | 494.52 | 0 | 243.83 | 28.56 | 0.16 | 0 | 1.31 | 1725.62 | 0 | #REF! | #REF!
Hospital | Yellowknife AP | 22742.96 | 9813.46 | 414.56 | 4763.04 | 0 | 2610.78 | 0 | 2122.05 | 29.53 | 1.26 | 0 | 765.15 | 2223.14 | 0 | #REF! | #REF!
Outpatient | Yellowknife AP | 3817.83 | 1654.73 | 108.05 | 761.58 | 0 | 316.06 | 0 | 467.76 | 30.7 | 1.74 | 0 | 228.69 | 248.51 | 0 | #REF! | #REF!
[16 empty] | #REF! | #REF!

## C
name | city | total_end_uses_gj | heating_gj | cooling_gj | interior_lighting_gj | exterior_lighting_gj | interior_equipment_gj | exterior_equipment_gj | fans_gj | pumps_gj | heat_rejection_gj | humidification_gj | heat_recovery_gj | water_systems_gj | refrigeration_gj | infiltration_flow_per_m2
SecondarySchool | Victoria Intl AP | 10253.64 | 3168.23 | 314.8 | 2115.96 | 0 | 693.97 | 0 | 1591.53 | 38.07 | 0 | 0 | 153.91 | 2177.17 | 0 | 0.00072 | 0.00072 | 0.00072 | 0.00072 | 0.00072 | 0.00072 | 0.00072 | 0.00072 | 0.00072 | 0.00072 | 0.00072 | 0.00072 | 0.00072 | 0.00072 | 0.00072 | 0.00072 | 0.00072 | 0.00072 | 0.00072 | 0.00072 | 0.00072 | 0.00072 | 0.00072 | 0.00072 | 0.00072 | 0.00072 | 0.00072 | 0.00072 | 0.00072 | 0.00072 | -1 | 0.00072 | 0.00072 | 0.00072 | 0.00072 | 0.00072 | 0.00072 | 0.00072 | 0.00072 | 0.00072 | 0.00072 | 0.00072 | 0.00072 | 0.00072 | 0.00072 | 0.00072
PrimarySchool | Victoria Intl AP | 3983.33 | 1546.03 | 166.18 | 710.65 | 0 | 293.05 | 0 | 638.51 | 16 | 0 | 0 | 32.59 | 580.34 | 0 | 0.00072 | 0.00072 | 0.00072 | 0.00072 | 0.00072 | 0.00072 | 0.00072 | 0.00072 | 0.00072 | 0.00072 | 0.00072 | 0.00072 | 0.00072 | 0.00072 | 0.00072 | 0.00072 | 0.00072 | 0.00072 | 0.00072 | 0.00072 | 0.00072 | 0.00072 | 0.00072 | 0.00072 | 0.00072
SmallOffice | Victoria Intl AP | 240.28 | 36.48 | 17.87 | 51.13 | 0 | 51.11 | 0 | 56.55 | 0.55 | 0 | 0 | 0 | 26.59 | 0 | 0.00072 | -1 | 0.00072 | 0.00072 | 0.00072 | 0.00072
MediumOffice | Victoria Intl AP | 2487.04 | 825.35 | 96.52 | 438.98 | 0 | 498.17 | 0 | 280.78 | 77.23 | 4.61 | 0 | 0 | 265.4 | 0 | -1 | -1 | -1 | 0.00072 | 0.00072 | 0.00072 | 0.00072 | 0.00072 | 0.00072 | 0.00072 | 0.00072 | 0.00072 | 0.00072 | 0.00072 | 0.00072 | 0.00072 | 0.00072 | 0.00072
LargeOffice | Victoria Intl AP | 17593.33 | 2836.3 | 658.15 | 3971.51 | 0 | 4390.73 | 0 | 2885.39 | 571.52 | 43.13 | 0 | 39.06 | 2197.55 | 0 | -1 | -1 | -1 | -1 | -1 | -1 | -1 | -1 | 0.00072 | 0.00072 | 0.00072 | 0.00072 | 0.00072 | 0.00072 | 0.00072 | 0.00072 | 0.00072 | 0.00072 | 0.00072 | 0.00072 | 0.00072 | 0.00072 | 0.00072
SmallHotel | Victoria Intl AP | 2573.55 | 832.96 | 108.81 | 303.49 | 0 | 79.28 | 0 | 322.76 | 34.53 | 0.35 | 0 | 11.91 | 879.46 | 0 | 0.00072 | 0.00072 | 0.00072 | 0.00072 | 0.00072 | 0.00072 | 0.00072 | 0.00072 | 0.00072 | 0.00072 | 0.00072 | 0.00072 | 0.00072 | 0.00072 | 0.00072 | 0.00072 | 0.00072 | 0.00072 | 0.00072 | 0.00072 | 0.00072 | 0.00072 | 0.00072 | 0.00072 | 0.00072 | 0.00072 | 0.00072 | 0.00072 | 0.00072 | 0.00072 | 0.00072 | 0.00072 | 0.00072 | 0.00072 | 0.00072 | 0.00072 | 0.00072 | 0.00072 | 0.00072 | 0.00072 | 0.00072 | 0.00072 | 0.00072 | 0.00072 | 0.00072 | 0.00072 | 0.00072 | 0.00072 | 0.00072 | 0.00072 | 0.00072 | 0.00072 | 0.00072 | 0.00072 | 0.00072 | 0.00072 | 0.00072 | 0.00072 | 0.00072 | 0.00072 | 0.00072 | 0.00072 | 0.00072 | 0.00072 | 0.00072 | 0.00072 | 0.00072
LargeHotel | Victoria Intl AP | 7319.44 | 2727.65 | 327.28 | 1232.46 | 0 | 274.54 | 0 | 849.26 | 62.46 | 3.01 | 0 | 38.02 | 1804.75 | 0 | 0.00072 | -1 | 0.00072 | 0.00072 | 0.00072 | 0.00072 | 0.00072 | 0.00072 | 0.00072 | 0.00072 | 0.00072 | 0.00072 | 0.00072 | 0.00072 | 0.00072 | 0.00072 | 0.00072 | 0.00072 | 0.00072 | 0.00072 | 0.00072 | 0.00072 | 0.00072 | 0.00072 | 0.00072 | 0.00072 | 0.00072 | 0.00072 | 0.00072 | 0.00072 | 0.00072 | 0.00072 | 0.00072 | 0.00072 | 0.00072 | 0.00072 | 0.00072 | 0.00072 | 0.00072 | 0.00072 | 0.00072 | 0.00072 | 0.00072 | 0.00072 | 0.00072 | 0.00072 | 0.00072 | 0.00072 | 0.00072 | 0.00072 | 0.00072 | 0.00072 | 0.00072 | 0.00072 | 0.00072 | 0.00072 | 0.00072 | 0.00072 | 0.00072 | 0.00072 | 0.00072 | 0.00072 | 0.00072 | 0.00072 | 0.00072 | 0.00072
Warehouse | Victoria Intl AP | 1940.66 | 1081.59 | 83.93 | 261.24 | 0 | 84.99 | 0 | 354.31 | 16.97 | 0 | 0 | 0 | 57.65 | 0 | 0.00072 | 0.00072 | 0.00072
RetailStandalone | Victoria Intl AP | 1350.16 | 512.28 | 70.76 | 396.94 | 0 | 74.03 | 0 | 261.41 | 6.22 | 0 | 0 | 0 | 28.52 | 0 | 0.00072 | 0.00072 | 0.00072 | 0.00072 | 0.00072
RetailStripmall | Victoria Intl AP | 1436.01 | 555.34 | 80.74 | 395.97 | 0 | 75.59 | 0 | 291.63 | 5.36 | 0 | 0 | 0 | 31.38 | 0 | 0.00072 | 0.00072 | 0.00072 | 0.00072 | 0.00072 | 0.00072 | 0.00072 | 0.00072 | 0.00072 | 0.00072
QuickServiceRestaurant | Victoria Intl AP | 216.68 | 66.25 | 8.31 | 48.34 | 0 | 24.85 | 0 | 31.23 | 0.1 | 0 | 0 | 6.8 | 30.79 | 0 | 0.00072 | 0.00072 | 0.00072
FullServiceRestaurant | Victoria Intl AP | 491.8 | 185.74 | 10.07 | 85.83 | 0 | 34.34 | 0 | 61.02 | 0.14 | 0 | 0 | 19.62 | 95.05 | 0 | 0.00072 | 0.00072 | 0.00072
MidriseApartment | Victoria Intl AP | 1702.66 | 303.45 | 162.31 | 130.3 | 0 | 191.87 | 0 | 152.97 | 20.55 | 0 | 0 | 28.25 | 712.97 | 0 | 0.00072 | 0.00072 | 0.00072 | 0.00072 | 0.00072 | 0.00072 | 0.00072 | 0.00072 | 0.00072 | 0.00072 | 0.00072 | 0.00072 | 0.00072 | 0.00072 | 0.00072 | 0.00072 | 0.00072 | 0.00072 | 0.00072 | 0.00072 | 0.00072 | 0.00072 | 0.00072 | 0.00072 | 0.00072 | 0.00072 | 0.00072
HighriseApartment | Victoria Intl AP | 4702.14 | 1439.81 | 332.21 | 306.01 | 0 | 494.52 | 0 | 282.69 | 72.88 | 0.29 | 0 | 0.93 | 1772.82 | 0 | 0.00072 | 0.00072 | 0.00072 | 0.00072 | 0.00072 | 0.00072 | 0.00072 | 0.00072 | 0.00072 | 0.00072 | 0.00072 | 0.00072 | 0.00072 | 0.00072 | 0.00072 | 0.00072 | 0.00072 | 0.00072 | 0.00072 | 0.00072 | 0.00072 | 0.00072 | 0.00072 | 0.00072 | 0.00072 | 0.00072 | 0.00072 | 0.00072 | 0.00072 | 0.00072 | 0.00072 | 0.00072 | 0.00072 | 0.00072 | 0.00072 | 0.00072 | 0.00072 | 0.00072 | 0.00072 | 0.00072 | 0.00072 | 0.00072 | 0.00072 | 0.00072 | 0.00072 | 0.00072 | 0.00072 | 0.00072 | 0.00072 | 0.00072 | 0.00072 | 0.00072 | 0.00072 | 0.00072 | 0.00072 | 0.00072 | 0.00072 | 0.00072 | 0.00072 | 0.00072 | 0.00072 | 0.00072 | 0.00072 | 0.00072 | 0.00072 | 0.00072 | 0.00072 | 0.00072 | 0.00072 | 0.00072 | 0.00072 | 0.00072 | 0.00072 | 0.00072 | 0.00072 | 0.00072 | 0.00072 | 0.00072 | 0.00072 | 0.00072 | 0.00072 | 0.00072 | 0.00072 | 0.00072 | 0.00072 | 0.00072 | 0.00072 | 0.00072 | 0.00072 | 0.00072
Hospital | Victoria Intl AP | 16152.42 | 2993.55 | 584.04 | 4763.04 | 0 | 2610.78 | 0 | 2512.78 | 63.84 | 2.13 | 0 | 371.22 | 2251.03 | 0 | -1 | 0.00072 | 0.00072 | 0.00072 | 0.00072 | 0.00072 | 0.00072 | 0.00072 | 0.00072 | 0.00072 | 0.00072 | 0.00072 | 0.00072 | 0.00072 | 0.00072 | 0.00072 | 0.00072 | 0.00072 | 0.00072 | 0.00072 | 0.00072 | 0.00072 | 0.00072 | 0.00072 | 0.00072 | -1 | 0.00072 | 0.00072 | 0.00072 | 0.00072 | 0.00072 | 0.00072 | 0.00072 | 0.00072 | 0.00072 | 0.00072 | 0.00072 | 0.00072 | 0.00072 | -1 | -1 | 0.00072 | -1 | -1 | 0.00072 | 0.00072 | 0.00072 | 0.00072 | 0.00072 | 0.00072 | 0.00072 | 0.00072 | 0.00072 | 0.00072 | 0.00072 | 0.00072 | 0.00072 | 0.00072 | 0.00072 | 0.00072 | 0.00072 | 0.00072 | 0.00072 | 0.00072 | 0.00072 | 0.00072 | 0.00072 | 0.00072 | 0.00072 | 0.00072 | -1 | 0.00072 | 0.00072 | 0.00072 | 0.00072 | 0.00072 | 0.00072 | 0.00072 | 0.00072 | 0.00072 | 0.00072 | 0.00072 | 0.00072 | 0.00072 | 0.00072 | 0.00072 | 0.00072 | 0.00072 | 0.00072 | 0.00072 | 0.00072 | 0.00072 | 0.00072 | 0.00072 | 0.00072 | 0.00072 | 0.00072 | 0.00072 | 0.00072 | 0.00072 | 0.00072 | 0.00072 | 0.00072 | 0.00072 | 0.00072 | 0.00072 | 0.00072 | 0.00072 | 0.00072 | 0.00072 | 0.00072 | 0.00072 | 0.00072 | 0.00072 | 0.00072 | 0.00072 | 0.00072 | 0.00072 | 0.00072 | 0.00072 | 0.00072 | 0.00072 | 0.00072 | 0.00072 | 0.00072 | 0.00072 | 0.00072 | 0.00072 | 0.00072 | 0.00072 | 0.00072 | 0.00072 | 0.00072 | 0.00072 | 0.00072 | 0.00072 | 0.00072 | 0.00072 | 0.00072 | 0.00072 | 0.00072 | 0.00072 | 0.00072 | 0.00072 | 0.00072 | 0.00072 | 0.00072 | 0.00072 | 0.00072 | 0.00072 | 0.00072 | 0.00072 | 0.00072 | 0.00072 | 0.00072 | 0.00072 | 0.00072 | 0.00072 | 0.00072 | 0.00072 | -1 | -1
Outpatient | Victoria Intl AP | 2949.33 | 792.55 | 151.45 | 761.58 | 0 | 316.06 | 0 | 567.15 | 61.87 | 1.8 | 0 | 45.55 | 251.32 | 0 | 0.00072 | -1 | 0.00072 | -1 | -1 | -1 | 0.00072 | 0.00072 | 0.00072 | -1 | -1 | -1 | 0.00072 | -1 | 0.00072 | 0.00072 | -1 | -1 | 0.00072 | 0.00072 | -1 | -1 | 0.00072 | -1 | -1 | -1 | -1 | -1 | -1 | 0.00072 | 0.00072 | -1 | -1 | -1 | 0.00072 | -1 | 0.00072 | 0.00072 | 0.00072 | -1 | 0.00072 | 0.00072 | -1 | -1 | -1 | -1 | 0.00072 | 0.00072 | -1 | 0.00072 | 0.00072 | 0.00072 | -1 | 0.00072 | 0.00072 | 0.00072 | -1 | -1 | 0.00072 | 0.00072 | 0.00072 | 0.00072 | 0.00072 | 0.00072 | 0.00072 | 0.00072 | 0.00072 | 0.00072 | 0.00072 | 0.00072 | 0.00072 | 0.00072 | 0.00072 | 0.00072 | -1 | -1 | -1 | 0.00072 | -1 | 0.00072 | 0.00072 | -1 | -1 | -1 | -1 | -1 | -1 | 0.00072 | 0.00072 | 0.00072 | 0.00072 | -1 | 0.00072 | 0.00072 | 0.00072 | 0.00072 | 0.00072 | 0.00072 | 0.00072 | 0.00072 | 0.00072 | 0.00072 | 0.00072 | 0.00072 | 0.00072 | 0.00072 | 0.00072 | 0.00072 | 0.00072 | 0.00072 | 0.00072 | 0.00072 | 0.00072 | 0.00072 | 0.00072 | 0.00072 | 0.00072 | 0.00072
SecondarySchool | Windsor Intl AP | 12068.61 | 3978.37 | 1109.94 | 2115.96 | 0 | 693.97 | 0 | 1680.33 | 38.76 | 0 | 0 | 292.51 | 2158.79 | 0 | 0.00072 | 0.00072 | 0.00072 | 0.00072 | 0.00072 | 0.00072 | 0.00072 | 0.00072 | 0.00072 | 0.00072 | 0.00072 | 0.00072 | 0.00072 | 0.00072 | 0.00072 | 0.00072 | 0.00072 | 0.00072 | 0.00072 | 0.00072 | 0.00072 | 0.00072 | 0.00072 | 0.00072 | 0.00072 | 0.00072 | 0.00072 | 0.00072 | 0.00072 | 0.00072 | -1 | 0.00072 | 0.00072 | 0.00072 | 0.00072 | 0.00072 | 0.00072 | 0.00072 | 0.00072 | 0.00072 | 0.00072 | 0.00072 | 0.00072 | 0.00072 | 0.00072 | 0.00072
PrimarySchool | Windsor Intl AP | 4452.79 | 1678.75 | 425.61 | 710.65 | 0 | 293.05 | 0 | 653.79 | 19.18 | 0 | 0 | 96.37 | 575.39 | 0 | 0.00072 | 0.00072 | 0.00072 | 0.00072 | 0.00072 | 0.00072 | 0.00072 | 0.00072 | 0.00072 | 0.00072 | 0.00072 | 0.00072 | 0.00072 | 0.00072 | 0.00072 | 0.00072 | 0.00072 | 0.00072 | 0.00072 | 0.00072 | 0.00072 | 0.00072 | 0.00072 | 0.00072 | 0.00072
SmallOffice | Windsor Intl AP | 275.93 | 50.88 | 27.49 | 51.13 | 0 | 51.11 | 0 | 59.98 | 1 | 0 | 0 | 7.98 | 26.35 | 0 | 0.00072 | -1 | 0.00072 | 0.00072 | 0.00072 | 0.00072
MediumOffice | Windsor Intl AP | 2730.38 | 942.84 | 205.32 | 438.98 | 0 | 498.17 | 0 | 290.93 | 72 | 14.3 | 0 | 4.74 | 263.09 | 0 | -1 | -1 | -1 | 0.00072 | 0.00072 | 0.00072 | 0.00072 | 0.00072 | 0.00072 | 0.00072 | 0.00072 | 0.00072 | 0.00072 | 0.00072 | 0.00072 | 0.00072 | 0.00072 | 0.00072
LargeOffice | Windsor Intl AP | 20748.99 | 4485.29 | 1421.91 | 3971.51 | 0 | 4390.73 | 0 | 3102.38 | 771.22 | 116.49 | 0 | 311.76 | 2177.69 | 0 | -1 | -1 | -1 | -1 | -1 | -1 | -1 | -1 | 0.00072 | 0.00072 | 0.00072 | 0.00072 | 0.00072 | 0.00072 | 0.00072 | 0.00072 | 0.00072 | 0.00072 | 0.00072 | 0.00072 | 0.00072 | 0.00072 | 0.00072
SmallHotel | Windsor Intl AP | 3018.75 | 1066.65 | 236.54 | 303.49 | 0 | 79.28 | 0 | 344.54 | 42.04 | 0.71 | 0 | 73.24 | 872.25 | 0 | 0.00072 | 0.00072 | 0.00072 | 0.00072 | 0.00072 | 0.00072 | 0.00072 | 0.00072 | 0.00072 | 0.00072 | 0.00072 | 0.00072 | 0.00072 | 0.00072 | 0.00072 | 0.00072 | 0.00072 | 0.00072 | 0.00072 | 0.00072 | 0.00072 | 0.00072 | 0.00072 | 0.00072 | 0.00072 | 0.00072 | 0.00072 | 0.00072 | 0.00072 | 0.00072 | 0.00072 | 0.00072 | 0.00072 | 0.00072 | 0.00072 | 0.00072 | 0.00072 | 0.00072 | 0.00072 | 0.00072 | 0.00072 | 0.00072 | 0.00072 | 0.00072 | 0.00072 | 0.00072 | 0.00072 | 0.00072 | 0.00072 | 0.00072 | 0.00072 | 0.00072 | 0.00072 | 0.00072 | 0.00072 | 0.00072 | 0.00072 | 0.00072 | 0.00072 | 0.00072 | 0.00072 | 0.00072 | 0.00072 | 0.00072 | 0.00072 | 0.00072 | 0.00072
LargeHotel | Windsor Intl AP | 8151.09 | 3171.8 | 678.5 | 1232.46 | 0 | 274.54 | 0 | 819.38 | 96.32 | 12.27 | 0 | 76.72 | 1789.1 | 0 | 0.00072 | -1 | 0.00072 | 0.00072 | 0.00072 | 0.00072 | 0.00072 | 0.00072 | 0.00072 | 0.00072 | 0.00072 | 0.00072 | 0.00072 | 0.00072 | 0.00072 | 0.00072 | 0.00072 | 0.00072 | 0.00072 | 0.00072 | 0.00072 | 0.00072 | 0.00072 | 0.00072 | 0.00072 | 0.00072 | 0.00072 | 0.00072 | 0.00072 | 0.00072 | 0.00072 | 0.00072 | 0.00072 | 0.00072 | 0.00072 | 0.00072 | 0.00072 | 0.00072 | 0.00072 | 0.00072 | 0.00072 | 0.00072 | 0.00072 | 0.00072 | 0.00072 | 0.00072 | 0.00072 | 0.00072 | 0.00072 | 0.00072 | 0.00072 | 0.00072 | 0.00072 | 0.00072 | 0.00072 | 0.00072 | 0.00072 | 0.00072 | 0.00072 | 0.00072 | 0.00072 | 0.00072 | 0.00072 | 0.00072 | 0.00072 | 0.00072
Warehouse | Windsor Intl AP | 2780.31 | 1705.03 | 237.58 | 261.24 | 0 | 84.99 | 0 | 405.76 | 19.48 | 0 | 0 | 9.05 | 57.18 | 0 | 0.00072 | 0.00072 | 0.00072
RetailStandalone | Windsor Intl AP | 1548.89 | 569.62 | 187.47 | 396.94 | 0 | 74.03 | 0 | 265.46 | 6.45 | 0 | 0 | 20.7 | 28.22 | 0 | 0.00072 | 0.00072 | 0.00072 | 0.00072 | 0.00072
RetailStripmall | Windsor Intl AP | 1738.84 | 723.68 | 179.36 | 395.97 | 0 | 75.59 | 0 | 296.4 | 6.8 | 0 | 0 | 29.99 | 31.05 | 0 | 0.00072 | 0.00072 | 0.00072 | 0.00072 | 0.00072 | 0.00072 | 0.00072 | 0.00072 | 0.00072 | 0.00072
QuickServiceRestaurant | Windsor Intl AP | 246.06 | 76.78 | 21.62 | 48.34 | 0 | 24.85 | 0 | 33.71 | 0.22 | 0 | 0 | 10.01 | 30.53 | 0 | 0.00072 | 0.00072 | 0.00072
FullServiceRestaurant | Windsor Intl AP | 569.08 | 228.44 | 39.34 | 85.83 | 0 | 34.34 | 0 | 63.26 | 0.37 | 0 | 0 | 23.27 | 94.23 | 0 | 0.00072 | 0.00072 | 0.00072
MidriseApartment | Windsor Intl AP | 2255.46 | 785.51 | 251.93 | 130.3 | 0 | 191.87 | 0 | 156.58 | 25.48 | 0 | 0 | 7.01 | 706.76 | 0 | 0.00072 | 0.00072 | 0.00072 | 0.00072 | 0.00072 | 0.00072 | 0.00072 | 0.00072 | 0.00072 | 0.00072 | 0.00072 | 0.00072 | 0.00072 | 0.00072 | 0.00072 | 0.00072 | 0.00072 | 0.00072 | 0.00072 | 0.00072 | 0.00072 | 0.00072 | 0.00072 | 0.00072 | 0.00072 | 0.00072 | 0.00072
HighriseApartment | Windsor Intl AP | 5572.69 | 2075.03 | 580.15 | 306.01 | 0 | 494.52 | 0 | 320.5 | 26.43 | 0.37 | 0 | 12.93 | 1756.76 | 0 | 0.00072 | 0.00072 | 0.00072 | 0.00072 | 0.00072 | 0.00072 | 0.00072 | 0.00072 | 0.00072 | 0.00072 | 0.00072 | 0.00072 | 0.00072 | 0.00072 | 0.00072 | 0.00072 | 0.00072 | 0.00072 | 0.00072 | 0.00072 | 0.00072 | 0.00072 | 0.00072 | 0.00072 | 0.00072 | 0.00072 | 0.00072 | 0.00072 | 0.00072 | 0.00072 | 0.00072 | 0.00072 | 0.00072 | 0.00072 | 0.00072 | 0.00072 | 0.00072 | 0.00072 | 0.00072 | 0.00072 | 0.00072 | 0.00072 | 0.00072 | 0.00072 | 0.00072 | 0.00072 | 0.00072 | 0.00072 | 0.00072 | 0.00072 | 0.00072 | 0.00072 | 0.00072 | 0.00072 | 0.00072 | 0.00072 | 0.00072 | 0.00072 | 0.00072 | 0.00072 | 0.00072 | 0.00072 | 0.00072 | 0.00072 | 0.00072 | 0.00072 | 0.00072 | 0.00072 | 0.00072 | 0.00072 | 0.00072 | 0.00072 | 0.00072 | 0.00072 | 0.00072 | 0.00072 | 0.00072 | 0.00072 | 0.00072 | 0.00072 | 0.00072 | 0.00072 | 0.00072 | 0.00072 | 0.00072 | 0.00072 | 0.00072 | 0.00072 | 0.00072 | 0.00072
Hospital | Windsor Intl AP | 18740.82 | 3930.47 | 1733.01 | 4763.04 | 0 | 2610.78 | 0 | 2614.35 | 97.39 | 7.05 | 0 | 753.87 | 2230.87 | 0 | -1 | 0.00072 | 0.00072 | 0.00072 | 0.00072 | 0.00072 | 0.00072 | 0.00072 | 0.00072 | 0.00072 | 0.00072 | 0.00072 | 0.00072 | 0.00072 | 0.00072 | 0.00072 | 0.00072 | 0.00072 | 0.00072 | 0.00072 | 0.00072 | 0.00072 | 0.00072 | 0.00072 | 0.00072 | -1 | 0.00072 | 0.00072 | 0.00072 | 0.00072 | 0.00072 | 0.00072 | 0.00072 | 0.00072 | 0.00072 | 0.00072 | 0.00072 | 0.00072 | 0.00072 | -1 | -1 | 0.00072 | -1 | -1 | 0.00072 | 0.00072 | 0.00072 | 0.00072 | 0.00072 | 0.00072 | 0.00072 | 0.00072 | 0.00072 | 0.00072 | 0.00072 | 0.00072 | 0.00072 | 0.00072 | 0.00072 | 0.00072 | 0.00072 | 0.00072 | 0.00072 | 0.00072 | 0.00072 | 0.00072 | 0.00072 | 0.00072 | 0.00072 | 0.00072 | -1 | 0.00072 | 0.00072 | 0.00072 | 0.00072 | 0.00072 | 0.00072 | 0.00072 | 0.00072 | 0.00072 | 0.00072 | 0.00072 | 0.00072 | 0.00072 | 0.00072 | 0.00072 | 0.00072 | 0.00072 | 0.00072 | 0.00072 | 0.00072 | 0.00072 | 0.00072 | 0.00072 | 0.00072 | 0.00072 | 0.00072 | 0.00072 | 0.00072 | 0.00072 | 0.00072 | 0.00072 | 0.00072 | 0.00072 | 0.00072 | 0.00072 | 0.00072 | 0.00072 | 0.00072 | 0.00072 | 0.00072 | 0.00072 | 0.00072 | 0.00072 | 0.00072 | 0.00072 | 0.00072 | 0.00072 | 0.00072 | 0.00072 | 0.00072 | 0.00072 | 0.00072 | 0.00072 | 0.00072 | 0.00072 | 0.00072 | 0.00072 | 0.00072 | 0.00072 | 0.00072 | 0.00072 | 0.00072 | 0.00072 | 0.00072 | 0.00072 | 0.00072 | 0.00072 | 0.00072 | 0.00072 | 0.00072 | 0.00072 | 0.00072 | 0.00072 | 0.00072 | 0.00072 | 0.00072 | 0.00072 | 0.00072 | 0.00072 | 0.00072 | 0.00072 | 0.00072 | 0.00072 | 0.00072 | 0.00072 | 0.00072 | 0.00072 | 0.00072 | 0.00072 | -1 | -1
Outpatient | Windsor Intl AP | 3256.83 | 739.81 | 298.66 | 761.58 | 0 | 316.06 | 0 | 582.09 | 82.65 | 4.86 | 0 | 222.19 | 248.94 | 0 | 0.00072 | -1 | 0.00072 | -1 | -1 | -1 | 0.00072 | 0.00072 | 0.00072 | -1 | -1 | -1 | 0.00072 | -1 | 0.00072 | 0.00072 | -1 | -1 | 0.00072 | 0.00072 | -1 | -1 | 0.00072 | -1 | -1 | -1 | -1 | -1 | -1 | 0.00072 | 0.00072 | -1 | -1 | -1 | 0.00072 | -1 | 0.00072 | 0.00072 | 0.00072 | -1 | 0.00072 | 0.00072 | -1 | -1 | -1 | -1 | 0.00072 | 0.00072 | -1 | 0.00072 | 0.00072 | 0.00072 | -1 | 0.00072 | 0.00072 | 0.00072 | -1 | -1 | 0.00072 | 0.00072 | 0.00072 | 0.00072 | 0.00072 | 0.00072 | 0.00072 | 0.00072 | 0.00072 | 0.00072 | 0.00072 | 0.00072 | 0.00072 | 0.00072 | 0.00072 | 0.00072 | -1 | -1 | -1 | 0.00072 | -1 | 0.00072 | 0.00072 | -1 | -1 | -1 | -1 | -1 | -1 | 0.00072 | 0.00072 | 0.00072 | 0.00072 | -1 | 0.00072 | 0.00072 | 0.00072 | 0.00072 | 0.00072 | 0.00072 | 0.00072 | 0.00072 | 0.00072 | 0.00072 | 0.00072 | 0.00072 | 0.00072 | 0.00072 | 0.00072 | 0.00072 | 0.00072 | 0.00072 | 0.00072 | 0.00072 | 0.00072 | 0.00072 | 0.00072 | 0.00072 | 0.00072 | 0.00072
SecondarySchool | Montreal-Trudeau Intl AP | 11204.04 | 4098.53 | 778.89 | 2115.96 | 0 | 693.97 | 0 | 1566.97 | 37.03 | 0 | 0 | 291.37 | 1621.32 | 0 | 0.00072 | 0.00072 | 0.00072 | 0.00072 | 0.00072 | 0.00072 | 0.00072 | 0.00072 | 0.00072 | 0.00072 | 0.00072 | 0.00072 | 0.00072 | 0.00072 | 0.00072 | 0.00072 | 0.00072 | 0.00072 | 0.00072 | 0.00072 | 0.00072 | 0.00072 | 0.00072 | 0.00072 | 0.00072 | 0.00072 | 0.00072 | 0.00072 | 0.00072 | 0.00072 | -1 | 0.00072 | 0.00072 | 0.00072 | 0.00072 | 0.00072 | 0.00072 | 0.00072 | 0.00072 | 0.00072 | 0.00072 | 0.00072 | 0.00072 | 0.00072 | 0.00072 | 0.00072
PrimarySchool | Montreal-Trudeau Intl AP | 4261.18 | 1764.77 | 304.53 | 710.65 | 0 | 293.05 | 0 | 612.53 | 1.32 | 0 | 0 | 95.63 | 478.7 | 0 | 0.00072 | 0.00072 | 0.00072 | 0.00072 | 0.00072 | 0.00072 | 0.00072 | 0.00072 | 0.00072 | 0.00072 | 0.00072 | 0.00072 | 0.00072 | 0.00072 | 0.00072 | 0.00072 | 0.00072 | 0.00072 | 0.00072 | 0.00072 | 0.00072 | 0.00072 | 0.00072 | 0.00072 | 0.00072
SmallOffice | Montreal-Trudeau Intl AP | 281.19 | 67.21 | 22.39 | 51.13 | 0 | 51.11 | 0 | 57.75 | 0 | 0 | 0 | 7.98 | 23.63 | 0 | 0.00072 | -1 | 0.00072 | 0.00072 | 0.00072 | 0.00072
MediumOffice | Montreal-Trudeau Intl AP | 2503.02 | 877.46 | 161.61 | 438.98 | 0 | 498.17 | 0 | 236.12 | 58.01 | 10.99 | 0 | 3.64 | 218.03 | 0 | -1 | -1 | -1 | 0.00072 | 0.00072 | 0.00072 | 0.00072 | 0.00072 | 0.00072 | 0.00072 | 0.00072 | 0.00072 | 0.00072 | 0.00072 | 0.00072 | 0.00072 | 0.00072 | 0.00072
LargeOffice | Montreal-Trudeau Intl AP | 19296 | 4293.92 | 1142.02 | 3971.51 | 0 | 4390.73 | 0 | 2728.89 | 610.57 | 92.62 | 0 | 243.57 | 1822.18 | 0 | -1 | -1 | -1 | -1 | -1 | -1 | -1 | -1 | 0.00072 | 0.00072 | 0.00072 | 0.00072 | 0.00072 | 0.00072 | 0.00072 | 0.00072 | 0.00072 | 0.00072 | 0.00072 | 0.00072 | 0.00072 | 0.00072 | 0.00072
SmallHotel | Montreal-Trudeau Intl AP | 2846.98 | 1204.45 | 175.98 | 303.49 | 0 | 79.28 | 0 | 322.44 | 8.46 | 0.59 | 0 | 72.13 | 680.15 | 0 | 0.00072 | 0.00072 | 0.00072 | 0.00072 | 0.00072 | 0.00072 | 0.00072 | 0.00072 | 0.00072 | 0.00072 | 0.00072 | 0.00072 | 0.00072 | 0.00072 | 0.00072 | 0.00072 | 0.00072 | 0.00072 | 0.00072 | 0.00072 | 0.00072 | 0.00072 | 0.00072 | 0.00072 | 0.00072 | 0.00072 | 0.00072 | 0.00072 | 0.00072 | 0.00072 | 0.00072 | 0.00072 | 0.00072 | 0.00072 | 0.00072 | 0.00072 | 0.00072 | 0.00072 | 0.00072 | 0.00072 | 0.00072 | 0.00072 | 0.00072 | 0.00072 | 0.00072 | 0.00072 | 0.00072 | 0.00072 | 0.00072 | 0.00072 | 0.00072 | 0.00072 | 0.00072 | 0.00072 | 0.00072 | 0.00072 | 0.00072 | 0.00072 | 0.00072 | 0.00072 | 0.00072 | 0.00072 | 0.00072 | 0.00072 | 0.00072 | 0.00072 | 0.00072
LargeHotel | Montreal-Trudeau Intl AP | 7658.81 | 3283.09 | 527.09 | 1232.46 | 0 | 274.54 | 0 | 765.43 | 77.85 | 9.3 | 0 | 64.75 | 1424.32 | 0 | 0.00072 | -1 | 0.00072 | 0.00072 | 0.00072 | 0.00072 | 0.00072 | 0.00072 | 0.00072 | 0.00072 | 0.00072 | 0.00072 | 0.00072 | 0.00072 | 0.00072 | 0.00072 | 0.00072 | 0.00072 | 0.00072 | 0.00072 | 0.00072 | 0.00072 | 0.00072 | 0.00072 | 0.00072 | 0.00072 | 0.00072 | 0.00072 | 0.00072 | 0.00072 | 0.00072 | 0.00072 | 0.00072 | 0.00072 | 0.00072 | 0.00072 | 0.00072 | 0.00072 | 0.00072 | 0.00072 | 0.00072 | 0.00072 | 0.00072 | 0.00072 | 0.00072 | 0.00072 | 0.00072 | 0.00072 | 0.00072 | 0.00072 | 0.00072 | 0.00072 | 0.00072 | 0.00072 | 0.00072 | 0.00072 | 0.00072 | 0.00072 | 0.00072 | 0.00072 | 0.00072 | 0.00072 | 0.00072 | 0.00072 | 0.00072 | 0.00072
Warehouse | Montreal-Trudeau Intl AP | 2712.97 | 1788.77 | 160.48 | 261.24 | 0 | 84.99 | 0 | 359.45 | 0 | 0 | 0 | 8.57 | 49.47 | 0 | 0.00072 | 0.00072 | 0.00072
RetailStandalone | Montreal-Trudeau Intl AP | 1507.41 | 589.65 | 149.94 | 396.94 | 0 | 74.03 | 0 | 248.97 | 0 | 0 | 0 | 22.81 | 25.07 | 0 | 0.00072 | 0.00072 | 0.00072 | 0.00072 | 0.00072
RetailStripmall | Montreal-Trudeau Intl AP | 1717.77 | 787.98 | 128.69 | 395.97 | 0 | 75.59 | 0 | 272.45 | 0 | 0 | 0 | 29.66 | 27.43 | 0 | 0.00072 | 0.00072 | 0.00072 | 0.00072 | 0.00072 | 0.00072 | 0.00072 | 0.00072 | 0.00072 | 0.00072
QuickServiceRestaurant | Montreal-Trudeau Intl AP | 245.42 | 88.76 | 15.98 | 48.34 | 0 | 24.85 | 0 | 30.84 | 0 | 0 | 0 | 10.01 | 26.64 | 0 | 0.00072 | 0.00072 | 0.00072
FullServiceRestaurant | Montreal-Trudeau Intl AP | 537.69 | 227.49 | 27.26 | 85.83 | 0 | 34.34 | 0 | 61.2 | 0 | 0 | 0 | 23.27 | 78.31 | 0 | 0.00072 | 0.00072 | 0.00072
MidriseApartment | Montreal-Trudeau Intl AP | 2142.95 | 886.86 | 199.1 | 130.3 | 0 | 191.87 | 0 | 144.94 | 2.15 | 0 | 0 | 8.11 | 579.63 | 0 | 0.00072 | 0.00072 | 0.00072 | 0.00072 | 0.00072 | 0.00072 | 0.00072 | 0.00072 | 0.00072 | 0.00072 | 0.00072 | 0.00072 | 0.00072 | 0.00072 | 0.00072 | 0.00072 | 0.00072 | 0.00072 | 0.00072 | 0.00072 | 0.00072 | 0.00072 | 0.00072 | 0.00072 | 0.00072 | 0.00072 | 0.00072
HighriseApartment | Montreal-Trudeau Intl AP | 5095.16 | 2085.89 | 444.12 | 306.01 | 0 | 494.52 | 0 | 290.69 | 22.32 | 0.3 | 0 | 9.05 | 1442.27 | 0 | 0.00072 | 0.00072 | 0.00072 | 0.00072 | 0.00072 | 0.00072 | 0.00072 | 0.00072 | 0.00072 | 0.00072 | 0.00072 | 0.00072 | 0.00072 | 0.00072 | 0.00072 | 0.00072 | 0.00072 | 0.00072 | 0.00072 | 0.00072 | 0.00072 | 0.00072 | 0.00072 | 0.00072 | 0.00072 | 0.00072 | 0.00072 | 0.00072 | 0.00072 | 0.00072 | 0.00072 | 0.00072 | 0.00072 | 0.00072 | 0.00072 | 0.00072 | 0.00072 | 0.00072 | 0.00072 | 0.00072 | 0.00072 | 0.00072 | 0.00072 | 0.00072 | 0.00072 | 0.00072 | 0.00072 | 0.00072 | 0.00072 | 0.00072 | 0.00072 | 0.00072 | 0.00072 | 0.00072 | 0.00072 | 0.00072 | 0.00072 | 0.00072 | 0.00072 | 0.00072 | 0.00072 | 0.00072 | 0.00072 | 0.00072 | 0.00072 | 0.00072 | 0.00072 | 0.00072 | 0.00072 | 0.00072 | 0.00072 | 0.00072 | 0.00072 | 0.00072 | 0.00072 | 0.00072 | 0.00072 | 0.00072 | 0.00072 | 0.00072 | 0.00072 | 0.00072 | 0.00072 | 0.00072 | 0.00072 | 0.00072 | 0.00072 | 0.00072 | 0.00072 | 0.00072
Hospital | Montreal-Trudeau Intl AP | 18193.13 | 4412.01 | 1278.53 | 4763.04 | 0 | 2610.78 | 0 | 2472.76 | 40.31 | 5.55 | 0 | 754.53 | 1855.61 | 0 | -1 | 0.00072 | 0.00072 | 0.00072 | 0.00072 | 0.00072 | 0.00072 | 0.00072 | 0.00072 | 0.00072 | 0.00072 | 0.00072 | 0.00072 | 0.00072 | 0.00072 | 0.00072 | 0.00072 | 0.00072 | 0.00072 | 0.00072 | 0.00072 | 0.00072 | 0.00072 | 0.00072 | 0.00072 | -1 | 0.00072 | 0.00072 | 0.00072 | 0.00072 | 0.00072 | 0.00072 | 0.00072 | 0.00072 | 0.00072 | 0.00072 | 0.00072 | 0.00072 | 0.00072 | -1 | -1 | 0.00072 | -1 | -1 | 0.00072 | 0.00072 | 0.00072 | 0.00072 | 0.00072 | 0.00072 | 0.00072 | 0.00072 | 0.00072 | 0.00072 | 0.00072 | 0.00072 | 0.00072 | 0.00072 | 0.00072 | 0.00072 | 0.00072 | 0.00072 | 0.00072 | 0.00072 | 0.00072 | 0.00072 | 0.00072 | 0.00072 | 0.00072 | 0.00072 | -1 | 0.00072 | 0.00072 | 0.00072 | 0.00072 | 0.00072 | 0.00072 | 0.00072 | 0.00072 | 0.00072 | 0.00072 | 0.00072 | 0.00072 | 0.00072 | 0.00072 | 0.00072 | 0.00072 | 0.00072 | 0.00072 | 0.00072 | 0.00072 | 0.00072 | 0.00072 | 0.00072 | 0.00072 | 0.00072 | 0.00072 | 0.00072 | 0.00072 | 0.00072 | 0.00072 | 0.00072 | 0.00072 | 0.00072 | 0.00072 | 0.00072 | 0.00072 | 0.00072 | 0.00072 | 0.00072 | 0.00072 | 0.00072 | 0.00072 | 0.00072 | 0.00072 | 0.00072 | 0.00072 | 0.00072 | 0.00072 | 0.00072 | 0.00072 | 0.00072 | 0.00072 | 0.00072 | 0.00072 | 0.00072 | 0.00072 | 0.00072 | 0.00072 | 0.00072 | 0.00072 | 0.00072 | 0.00072 | 0.00072 | 0.00072 | 0.00072 | 0.00072 | 0.00072 | 0.00072 | 0.00072 | 0.00072 | 0.00072 | 0.00072 | 0.00072 | 0.00072 | 0.00072 | 0.00072 | 0.00072 | 0.00072 | 0.00072 | 0.00072 | 0.00072 | 0.00072 | 0.00072 | 0.00072 | 0.00072 | 0.00072 | 0.00072 | 0.00072 | 0.00072 | -1 | -1
Outpatient | Montreal-Trudeau Intl AP | 3197.28 | 846.18 | 233.65 | 761.58 | 0 | 316.06 | 0 | 552.81 | 51.77 | 3.74 | 0 | 223.55 | 207.94 | 0 | 0.00072 | -1 | 0.00072 | -1 | -1 | -1 | 0.00072 | 0.00072 | 0.00072 | -1 | -1 | -1 | 0.00072 | -1 | 0.00072 | 0.00072 | -1 | -1 | 0.00072 | 0.00072 | -1 | -1 | 0.00072 | -1 | -1 | -1 | -1 | -1 | -1 | 0.00072 | 0.00072 | -1 | -1 | -1 | 0.00072 | -1 | 0.00072 | 0.00072 | 0.00072 | -1 | 0.00072 | 0.00072 | -1 | -1 | -1 | -1 | 0.00072 | 0.00072 | -1 | 0.00072 | 0.00072 | 0.00072 | -1 | 0.00072 | 0.00072 | 0.00072 | -1 | -1 | 0.00072 | 0.00072 | 0.00072 | 0.00072 | 0.00072 | 0.00072 | 0.00072 | 0.00072 | 0.00072 | 0.00072 | 0.00072 | 0.00072 | 0.00072 | 0.00072 | 0.00072 | 0.00072 | -1 | -1 | -1 | 0.00072 | -1 | 0.00072 | 0.00072 | -1 | -1 | -1 | -1 | -1 | -1 | 0.00072 | 0.00072 | 0.00072 | 0.00072 | -1 | 0.00072 | 0.00072 | 0.00072 | 0.00072 | 0.00072 | 0.00072 | 0.00072 | 0.00072 | 0.00072 | 0.00072 | 0.00072 | 0.00072 | 0.00072 | 0.00072 | 0.00072 | 0.00072 | 0.00072 | 0.00072 | 0.00072 | 0.00072 | 0.00072 | 0.00072 | 0.00072 | 0.00072 | 0.00072 | 0.00072
SecondarySchool | Edmonton Intl AP | 13579.45 | 6048.75 | 329.35 | 2115.96 | 0 | 693.97 | 0 | 1581.46 | 39.3 | 0 | 0 | 271.13 | 2499.54 | 0 | 0.00072 | 0.00072 | 0.00072 | 0.00072 | 0.00072 | 0.00072 | 0.00072 | 0.00072 | 0.00072 | 0.00072 | 0.00072 | 0.00072 | 0.00072 | 0.00072 | 0.00072 | 0.00072 | 0.00072 | 0.00072 | 0.00072 | 0.00072 | 0.00072 | 0.00072 | 0.00072 | 0.00072 | 0.00072 | 0.00072 | 0.00072 | 0.00072 | 0.00072 | 0.00072 | -1 | 0.00072 | 0.00072 | 0.00072 | 0.00072 | 0.00072 | 0.00072 | 0.00072 | 0.00072 | 0.00072 | 0.00072 | 0.00072 | 0.00072 | 0.00072 | 0.00072 | 0.00072
PrimarySchool | Edmonton Intl AP | 5043.84 | 2458.94 | 160.57 | 710.65 | 0 | 293.05 | 0 | 635.96 | 23.97 | 0 | 0 | 92.64 | 668.05 | 0 | 0.00072 | 0.00072 | 0.00072 | 0.00072 | 0.00072 | 0.00072 | 0.00072 | 0.00072 | 0.00072 | 0.00072 | 0.00072 | 0.00072 | 0.00072 | 0.00072 | 0.00072 | 0.00072 | 0.00072 | 0.00072 | 0.00072 | 0.00072 | 0.00072 | 0.00072 | 0.00072 | 0.00072 | 0.00072
SmallOffice | Edmonton Intl AP | 298.43 | 81.72 | 15.32 | 51.13 | 0 | 51.11 | 0 | 59.45 | 1.28 | 0 | 0 | 7.98 | 30.42 | 0 | 0.00072 | -1 | 0.00072 | 0.00072 | 0.00072 | 0.00072
MediumOffice | Edmonton Intl AP | 2900.63 | 1170.89 | 89.67 | 438.98 | 0 | 498.17 | 0 | 351.88 | 42.6 | 4.57 | 0 | 1.01 | 302.85 | 0 | -1 | -1 | -1 | 0.00072 | 0.00072 | 0.00072 | 0.00072 | 0.00072 | 0.00072 | 0.00072 | 0.00072 | 0.00072 | 0.00072 | 0.00072 | 0.00072 | 0.00072 | 0.00072 | 0.00072
LargeOffice | Edmonton Intl AP | 20128.3 | 5259.98 | 578.28 | 3971.51 | 0 | 4390.73 | 0 | 2824.2 | 468.1 | 38.46 | 0 | 61.32 | 2535.72 | 0 | -1 | -1 | -1 | -1 | -1 | -1 | -1 | -1 | 0.00072 | 0.00072 | 0.00072 | 0.00072 | 0.00072 | 0.00072 | 0.00072 | 0.00072 | 0.00072 | 0.00072 | 0.00072 | 0.00072 | 0.00072 | 0.00072 | 0.00072
SmallHotel | Edmonton Intl AP | 3443.39 | 1525.47 | 93.92 | 303.49 | 0 | 79.28 | 0 | 316.19 | 47.44 | 0.3 | 0 | 70.19 | 1007.1 | 0 | 0.00072 | 0.00072 | 0.00072 | 0.00072 | 0.00072 | 0.00072 | 0.00072 | 0.00072 | 0.00072 | 0.00072 | 0.00072 | 0.00072 | 0.00072 | 0.00072 | 0.00072 | 0.00072 | 0.00072 | 0.00072 | 0.00072 | 0.00072 | 0.00072 | 0.00072 | 0.00072 | 0.00072 | 0.00072 | 0.00072 | 0.00072 | 0.00072 | 0.00072 | 0.00072 | 0.00072 | 0.00072 | 0.00072 | 0.00072 | 0.00072 | 0.00072 | 0.00072 | 0.00072 | 0.00072 | 0.00072 | 0.00072 | 0.00072 | 0.00072 | 0.00072 | 0.00072 | 0.00072 | 0.00072 | 0.00072 | 0.00072 | 0.00072 | 0.00072 | 0.00072 | 0.00072 | 0.00072 | 0.00072 | 0.00072 | 0.00072 | 0.00072 | 0.00072 | 0.00072 | 0.00072 | 0.00072 | 0.00072 | 0.00072 | 0.00072 | 0.00072 | 0.00072
LargeHotel | Edmonton Intl AP | 9520.28 | 4739.82 | 301.57 | 1232.46 | 0 | 274.54 | 0 | 784.17 | 54.85 | 2.84 | 0 | 56.88 | 2073.15 | 0 | 0.00072 | -1 | 0.00072 | 0.00072 | 0.00072 | 0.00072 | 0.00072 | 0.00072 | 0.00072 | 0.00072 | 0.00072 | 0.00072 | 0.00072 | 0.00072 | 0.00072 | 0.00072 | 0.00072 | 0.00072 | 0.00072 | 0.00072 | 0.00072 | 0.00072 | 0.00072 | 0.00072 | 0.00072 | 0.00072 | 0.00072 | 0.00072 | 0.00072 | 0.00072 | 0.00072 | 0.00072 | 0.00072 | 0.00072 | 0.00072 | 0.00072 | 0.00072 | 0.00072 | 0.00072 | 0.00072 | 0.00072 | 0.00072 | 0.00072 | 0.00072 | 0.00072 | 0.00072 | 0.00072 | 0.00072 | 0.00072 | 0.00072 | 0.00072 | 0.00072 | 0.00072 | 0.00072 | 0.00072 | 0.00072 | 0.00072 | 0.00072 | 0.00072 | 0.00072 | 0.00072 | 0.00072 | 0.00072 | 0.00072 | 0.00072 | 0.00072
Warehouse | Edmonton Intl AP | 3019.68 | 2154.05 | 79.6 | 261.24 | 0 | 84.99 | 0 | 344.24 | 22.24 | 0 | 0 | 7.42 | 65.92 | 0 | 0.00072 | 0.00072 | 0.00072
RetailStandalone | Edmonton Intl AP | 1666.51 | 800.27 | 70.94 | 396.94 | 0 | 74.03 | 0 | 266.41 | 8.41 | 0 | 0 | 17.34 | 32.18 | 0 | 0.00072 | 0.00072 | 0.00072 | 0.00072 | 0.00072
RetailStripmall | Edmonton Intl AP | 1865.34 | 954.05 | 76.94 | 395.97 | 0 | 75.59 | 0 | 290.86 | 8.06 | 0 | 0 | 28.49 | 35.38 | 0 | 0.00072 | 0.00072 | 0.00072 | 0.00072 | 0.00072 | 0.00072 | 0.00072 | 0.00072 | 0.00072 | 0.00072
QuickServiceRestaurant | Edmonton Intl AP | 279.3 | 121.94 | 7.55 | 48.34 | 0 | 24.85 | 0 | 30.92 | 0.29 | 0 | 0 | 10.01 | 35.41 | 0 | 0.00072 | 0.00072 | 0.00072
FullServiceRestaurant | Edmonton Intl AP | 681.66 | 358.61 | 10 | 85.83 | 0 | 34.34 | 0 | 60.06 | 0.48 | 0 | 0 | 23.27 | 109.05 | 0 | 0.00072 | 0.00072 | 0.00072
MidriseApartment | Edmonton Intl AP | 2612.35 | 1161.38 | 143.5 | 130.3 | 0 | 191.87 | 0 | 128.35 | 34.04 | 0 | 0 | 3.1 | 819.8 | 0 | 0.00072 | 0.00072 | 0.00072 | 0.00072 | 0.00072 | 0.00072 | 0.00072 | 0.00072 | 0.00072 | 0.00072 | 0.00072 | 0.00072 | 0.00072 | 0.00072 | 0.00072 | 0.00072 | 0.00072 | 0.00072 | 0.00072 | 0.00072 | 0.00072 | 0.00072 | 0.00072 | 0.00072 | 0.00072 | 0.00072 | 0.00072
HighriseApartment | Edmonton Intl AP | 6485.28 | 3068.29 | 282.8 | 306.01 | 0 | 494.52 | 0 | 259.53 | 27.74 | 0.22 | 0 | 2.33 | 2043.83 | 0 | 0.00072 | 0.00072 | 0.00072 | 0.00072 | 0.00072 | 0.00072 | 0.00072 | 0.00072 | 0.00072 | 0.00072 | 0.00072 | 0.00072 | 0.00072 | 0.00072 | 0.00072 | 0.00072 | 0.00072 | 0.00072 | 0.00072 | 0.00072 | 0.00072 | 0.00072 | 0.00072 | 0.00072 | 0.00072 | 0.00072 | 0.00072 | 0.00072 | 0.00072 | 0.00072 | 0.00072 | 0.00072 | 0.00072 | 0.00072 | 0.00072 | 0.00072 | 0.00072 | 0.00072 | 0.00072 | 0.00072 | 0.00072 | 0.00072 | 0.00072 | 0.00072 | 0.00072 | 0.00072 | 0.00072 | 0.00072 | 0.00072 | 0.00072 | 0.00072 | 0.00072 | 0.00072 | 0.00072 | 0.00072 | 0.00072 | 0.00072 | 0.00072 | 0.00072 | 0.00072 | 0.00072 | 0.00072 | 0.00072 | 0.00072 | 0.00072 | 0.00072 | 0.00072 | 0.00072 | 0.00072 | 0.00072 | 0.00072 | 0.00072 | 0.00072 | 0.00072 | 0.00072 | 0.00072 | 0.00072 | 0.00072 | 0.00072 | 0.00072 | 0.00072 | 0.00072 | 0.00072 | 0.00072 | 0.00072 | 0.00072 | 0.00072 | 0.00072 | 0.00072 | 0.00072
Hospital | Edmonton Intl AP | 20270.03 | 6378.13 | 554.61 | 4763.04 | 0 | 2610.78 | 0 | 2530.39 | 79.74 | 1.95 | 0 | 751.69 | 2599.69 | 0 | -1 | 0.00072 | 0.00072 | 0.00072 | 0.00072 | 0.00072 | 0.00072 | 0.00072 | 0.00072 | 0.00072 | 0.00072 | 0.00072 | 0.00072 | 0.00072 | 0.00072 | 0.00072 | 0.00072 | 0.00072 | 0.00072 | 0.00072 | 0.00072 | 0.00072 | 0.00072 | 0.00072 | 0.00072 | -1 | 0.00072 | 0.00072 | 0.00072 | 0.00072 | 0.00072 | 0.00072 | 0.00072 | 0.00072 | 0.00072 | 0.00072 | 0.00072 | 0.00072 | 0.00072 | -1 | -1 | 0.00072 | -1 | -1 | 0.00072 | 0.00072 | 0.00072 | 0.00072 | 0.00072 | 0.00072 | 0.00072 | 0.00072 | 0.00072 | 0.00072 | 0.00072 | 0.00072 | 0.00072 | 0.00072 | 0.00072 | 0.00072 | 0.00072 | 0.00072 | 0.00072 | 0.00072 | 0.00072 | 0.00072 | 0.00072 | 0.00072 | 0.00072 | 0.00072 | -1 | 0.00072 | 0.00072 | 0.00072 | 0.00072 | 0.00072 | 0.00072 | 0.00072 | 0.00072 | 0.00072 | 0.00072 | 0.00072 | 0.00072 | 0.00072 | 0.00072 | 0.00072 | 0.00072 | 0.00072 | 0.00072 | 0.00072 | 0.00072 | 0.00072 | 0.00072 | 0.00072 | 0.00072 | 0.00072 | 0.00072 | 0.00072 | 0.00072 | 0.00072 | 0.00072 | 0.00072 | 0.00072 | 0.00072 | 0.00072 | 0.00072 | 0.00072 | 0.00072 | 0.00072 | 0.00072 | 0.00072 | 0.00072 | 0.00072 | 0.00072 | 0.00072 | 0.00072 | 0.00072 | 0.00072 | 0.00072 | 0.00072 | 0.00072 | 0.00072 | 0.00072 | 0.00072 | 0.00072 | 0.00072 | 0.00072 | 0.00072 | 0.00072 | 0.00072 | 0.00072 | 0.00072 | 0.00072 | 0.00072 | 0.00072 | 0.00072 | 0.00072 | 0.00072 | 0.00072 | 0.00072 | 0.00072 | 0.00072 | 0.00072 | 0.00072 | 0.00072 | 0.00072 | 0.00072 | 0.00072 | 0.00072 | 0.00072 | 0.00072 | 0.00072 | 0.00072 | 0.00072 | 0.00072 | 0.00072 | 0.00072 | 0.00072 | 0.00072 | 0.00072 | -1 | -1
Outpatient | Edmonton Intl AP | 3459.08 | 1101.82 | 133.74 | 761.58 | 0 | 316.06 | 0 | 565.75 | 66.3 | 1.46 | 0 | 223.07 | 289.3 | 0 | 0.00072 | -1 | 0.00072 | -1 | -1 | -1 | 0.00072 | 0.00072 | 0.00072 | -1 | -1 | -1 | 0.00072 | -1 | 0.00072 | 0.00072 | -1 | -1 | 0.00072 | 0.00072 | -1 | -1 | 0.00072 | -1 | -1 | -1 | -1 | -1 | -1 | 0.00072 | 0.00072 | -1 | -1 | -1 | 0.00072 | -1 | 0.00072 | 0.00072 | 0.00072 | -1 | 0.00072 | 0.00072 | -1 | -1 | -1 | -1 | 0.00072 | 0.00072 | -1 | 0.00072 | 0.00072 | 0.00072 | -1 | 0.00072 | 0.00072 | 0.00072 | -1 | -1 | 0.00072 | 0.00072 | 0.00072 | 0.00072 | 0.00072 | 0.00072 | 0.00072 | 0.00072 | 0.00072 | 0.00072 | 0.00072 | 0.00072 | 0.00072 | 0.00072 | 0.00072 | 0.00072 | -1 | -1 | -1 | 0.00072 | -1 | 0.00072 | 0.00072 | -1 | -1 | -1 | -1 | -1 | -1 | 0.00072 | 0.00072 | 0.00072 | 0.00072 | -1 | 0.00072 | 0.00072 | 0.00072 | 0.00072 | 0.00072 | 0.00072 | 0.00072 | 0.00072 | 0.00072 | 0.00072 | 0.00072 | 0.00072 | 0.00072 | 0.00072 | 0.00072 | 0.00072 | 0.00072 | 0.00072 | 0.00072 | 0.00072 | 0.00072 | 0.00072 | 0.00072 | 0.00072 | 0.00072 | 0.00072
SecondarySchool | Fort McMurray AP | 14833.89 | 7396.84 | 317.53 | 2115.96 | 0 | 693.97 | 0 | 1440.42 | 39.03 | 0 | 0 | 291.49 | 2538.66 | 0 | 0.00072 | 0.00072 | 0.00072 | 0.00072 | 0.00072 | 0.00072 | 0.00072 | 0.00072 | 0.00072 | 0.00072 | 0.00072 | 0.00072 | 0.00072 | 0.00072 | 0.00072 | 0.00072 | 0.00072 | 0.00072 | 0.00072 | 0.00072 | 0.00072 | 0.00072 | 0.00072 | 0.00072 | 0.00072 | 0.00072 | 0.00072 | 0.00072 | 0.00072 | 0.00072 | -1 | 0.00072 | 0.00072 | 0.00072 | 0.00072 | 0.00072 | 0.00072 | 0.00072 | 0.00072 | 0.00072 | 0.00072 | 0.00072 | 0.00072 | 0.00072 | 0.00072 | 0.00072
PrimarySchool | Fort McMurray AP | 5271.02 | 2776.28 | 147.1 | 710.65 | 0 | 293.05 | 0 | 544.7 | 19.49 | 0 | 0 | 103.01 | 676.74 | 0 | 0.00072 | 0.00072 | 0.00072 | 0.00072 | 0.00072 | 0.00072 | 0.00072 | 0.00072 | 0.00072 | 0.00072 | 0.00072 | 0.00072 | 0.00072 | 0.00072 | 0.00072 | 0.00072 | 0.00072 | 0.00072 | 0.00072 | 0.00072 | 0.00072 | 0.00072 | 0.00072 | 0.00072 | 0.00072
SmallOffice | Fort McMurray AP | 307.5 | 102.18 | 12.92 | 51.13 | 0 | 51.11 | 0 | 50.36 | 1.11 | 0 | 0 | 7.98 | 30.72 | 0 | 0.00072 | -1 | 0.00072 | 0.00072 | 0.00072 | 0.00072
MediumOffice | Fort McMurray AP | 2694.06 | 1120.3 | 81.58 | 438.98 | 0 | 498.17 | 0 | 207.57 | 36.27 | 4.24 | 0 | 0.84 | 306.11 | 0 | -1 | -1 | -1 | 0.00072 | 0.00072 | 0.00072 | 0.00072 | 0.00072 | 0.00072 | 0.00072 | 0.00072 | 0.00072 | 0.00072 | 0.00072 | 0.00072 | 0.00072 | 0.00072 | 0.00072
LargeOffice | Fort McMurray AP | 19753.53 | 5342.8 | 560.05 | 3971.51 | 0 | 4390.73 | 0 | 2432.39 | 399.15 | 38.93 | 0 | 55.51 | 2562.45 | 0 | -1 | -1 | -1 | -1 | -1 | -1 | -1 | -1 | 0.00072 | 0.00072 | 0.00072 | 0.00072 | 0.00072 | 0.00072 | 0.00072 | 0.00072 | 0.00072 | 0.00072 | 0.00072 | 0.00072 | 0.00072 | 0.00072 | 0.00072
SmallHotel | Fort McMurray AP | 3536.74 | 1683.39 | 72.06 | 303.49 | 0 | 79.28 | 0 | 263.26 | 43.55 | 0.29 | 0 | 70.08 | 1021.33 | 0 | 0.00072 | 0.00072 | 0.00072 | 0.00072 | 0.00072 | 0.00072 | 0.00072 | 0.00072 | 0.00072 | 0.00072 | 0.00072 | 0.00072 | 0.00072 | 0.00072 | 0.00072 | 0.00072 | 0.00072 | 0.00072 | 0.00072 | 0.00072 | 0.00072 | 0.00072 | 0.00072 | 0.00072 | 0.00072 | 0.00072 | 0.00072 | 0.00072 | 0.00072 | 0.00072 | 0.00072 | 0.00072 | 0.00072 | 0.00072 | 0.00072 | 0.00072 | 0.00072 | 0.00072 | 0.00072 | 0.00072 | 0.00072 | 0.00072 | 0.00072 | 0.00072 | 0.00072 | 0.00072 | 0.00072 | 0.00072 | 0.00072 | 0.00072 | 0.00072 | 0.00072 | 0.00072 | 0.00072 | 0.00072 | 0.00072 | 0.00072 | 0.00072 | 0.00072 | 0.00072 | 0.00072 | 0.00072 | 0.00072 | 0.00072 | 0.00072 | 0.00072 | 0.00072
LargeHotel | Fort McMurray AP | 9768.85 | 5120.79 | 241.99 | 1232.46 | 0 | 274.54 | 0 | 676.69 | 54.86 | 2.9 | 0 | 60.63 | 2104 | 0 | 0.00072 | -1 | 0.00072 | 0.00072 | 0.00072 | 0.00072 | 0.00072 | 0.00072 | 0.00072 | 0.00072 | 0.00072 | 0.00072 | 0.00072 | 0.00072 | 0.00072 | 0.00072 | 0.00072 | 0.00072 | 0.00072 | 0.00072 | 0.00072 | 0.00072 | 0.00072 | 0.00072 | 0.00072 | 0.00072 | 0.00072 | 0.00072 | 0.00072 | 0.00072 | 0.00072 | 0.00072 | 0.00072 | 0.00072 | 0.00072 | 0.00072 | 0.00072 | 0.00072 | 0.00072 | 0.00072 | 0.00072 | 0.00072 | 0.00072 | 0.00072 | 0.00072 | 0.00072 | 0.00072 | 0.00072 | 0.00072 | 0.00072 | 0.00072 | 0.00072 | 0.00072 | 0.00072 | 0.00072 | 0.00072 | 0.00072 | 0.00072 | 0.00072 | 0.00072 | 0.00072 | 0.00072 | 0.00072 | 0.00072 | 0.00072 | 0.00072
Warehouse | Fort McMurray AP | 2881 | 2085.08 | 72.44 | 261.24 | 0 | 84.99 | 0 | 283.7 | 18.89 | 0 | 0 | 8.09 | 66.58 | 0 | 0.00072 | 0.00072 | 0.00072
RetailStandalone | Fort McMurray AP | 1690.4 | 872.55 | 59.45 | 396.94 | 0 | 74.03 | 0 | 230.49 | 6.54 | 0 | 0 | 17.92 | 32.49 | 0 | 0.00072 | 0.00072 | 0.00072 | 0.00072 | 0.00072
RetailStripmall | Fort McMurray AP | 1852.85 | 996.29 | 61.63 | 395.97 | 0 | 75.59 | 0 | 252.94 | 5.82 | 0 | 0 | 28.87 | 35.74 | 0 | 0.00072 | 0.00072 | 0.00072 | 0.00072 | 0.00072 | 0.00072 | 0.00072 | 0.00072 | 0.00072 | 0.00072
QuickServiceRestaurant | Fort McMurray AP | 305.44 | 152.88 | 6.25 | 48.34 | 0 | 24.85 | 0 | 26.97 | 0.23 | 0 | 0 | 10.01 | 35.91 | 0 | 0.00072 | 0.00072 | 0.00072
FullServiceRestaurant | Fort McMurray AP | 760.82 | 439.53 | 8.91 | 85.83 | 0 | 34.34 | 0 | 57.97 | 0.37 | 0 | 0 | 23.27 | 110.6 | 0 | 0.00072 | 0.00072 | 0.00072
MidriseApartment | Fort McMurray AP | 2205.01 | 778.65 | 106.43 | 130.3 | 0 | 191.87 | 0 | 108.01 | 27.77 | 0 | 0 | 30.55 | 831.42 | 0 | 0.00072 | 0.00072 | 0.00072 | 0.00072 | 0.00072 | 0.00072 | 0.00072 | 0.00072 | 0.00072 | 0.00072 | 0.00072 | 0.00072 | 0.00072 | 0.00072 | 0.00072 | 0.00072 | 0.00072 | 0.00072 | 0.00072 | 0.00072 | 0.00072 | 0.00072 | 0.00072 | 0.00072 | 0.00072 | 0.00072 | 0.00072
HighriseApartment | Fort McMurray AP | 6642.32 | 3284.54 | 219.55 | 306.01 | 0 | 494.52 | 0 | 235.37 | 27.93 | 0.19 | 0 | 1.53 | 2072.69 | 0 | 0.00072 | 0.00072 | 0.00072 | 0.00072 | 0.00072 | 0.00072 | 0.00072 | 0.00072 | 0.00072 | 0.00072 | 0.00072 | 0.00072 | 0.00072 | 0.00072 | 0.00072 | 0.00072 | 0.00072 | 0.00072 | 0.00072 | 0.00072 | 0.00072 | 0.00072 | 0.00072 | 0.00072 | 0.00072 | 0.00072 | 0.00072 | 0.00072 | 0.00072 | 0.00072 | 0.00072 | 0.00072 | 0.00072 | 0.00072 | 0.00072 | 0.00072 | 0.00072 | 0.00072 | 0.00072 | 0.00072 | 0.00072 | 0.00072 | 0.00072 | 0.00072 | 0.00072 | 0.00072 | 0.00072 | 0.00072 | 0.00072 | 0.00072 | 0.00072 | 0.00072 | 0.00072 | 0.00072 | 0.00072 | 0.00072 | 0.00072 | 0.00072 | 0.00072 | 0.00072 | 0.00072 | 0.00072 | 0.00072 | 0.00072 | 0.00072 | 0.00072 | 0.00072 | 0.00072 | 0.00072 | 0.00072 | 0.00072 | 0.00072 | 0.00072 | 0.00072 | 0.00072 | 0.00072 | 0.00072 | 0.00072 | 0.00072 | 0.00072 | 0.00072 | 0.00072 | 0.00072 | 0.00072 | 0.00072 | 0.00072 | 0.00072 | 0.00072 | 0.00072 | 0.00072
Hospital | Fort McMurray AP | 22040.46 | 8384.5 | 529.5 | 4763.04 | 0 | 2610.78 | 0 | 2290.35 | 61.9 | 2.07 | 0 | 759.93 | 2638.4 | 0 | -1 | 0.00072 | 0.00072 | 0.00072 | 0.00072 | 0.00072 | 0.00072 | 0.00072 | 0.00072 | 0.00072 | 0.00072 | 0.00072 | 0.00072 | 0.00072 | 0.00072 | 0.00072 | 0.00072 | 0.00072 | 0.00072 | 0.00072 | 0.00072 | 0.00072 | 0.00072 | 0.00072 | 0.00072 | -1 | 0.00072 | 0.00072 | 0.00072 | 0.00072 | 0.00072 | 0.00072 | 0.00072 | 0.00072 | 0.00072 | 0.00072 | 0.00072 | 0.00072 | 0.00072 | -1 | -1 | 0.00072 | -1 | -1 | 0.00072 | 0.00072 | 0.00072 | 0.00072 | 0.00072 | 0.00072 | 0.00072 | 0.00072 | 0.00072 | 0.00072 | 0.00072 | 0.00072 | 0.00072 | 0.00072 | 0.00072 | 0.00072 | 0.00072 | 0.00072 | 0.00072 | 0.00072 | 0.00072 | 0.00072 | 0.00072 | 0.00072 | 0.00072 | 0.00072 | -1 | 0.00072 | 0.00072 | 0.00072 | 0.00072 | 0.00072 | 0.00072 | 0.00072 | 0.00072 | 0.00072 | 0.00072 | 0.00072 | 0.00072 | 0.00072 | 0.00072 | 0.00072 | 0.00072 | 0.00072 | 0.00072 | 0.00072 | 0.00072 | 0.00072 | 0.00072 | 0.00072 | 0.00072 | 0.00072 | 0.00072 | 0.00072 | 0.00072 | 0.00072 | 0.00072 | 0.00072 | 0.00072 | 0.00072 | 0.00072 | 0.00072 | 0.00072 | 0.00072 | 0.00072 | 0.00072 | 0.00072 | 0.00072 | 0.00072 | 0.00072 | 0.00072 | 0.00072 | 0.00072 | 0.00072 | 0.00072 | 0.00072 | 0.00072 | 0.00072 | 0.00072 | 0.00072 | 0.00072 | 0.00072 | 0.00072 | 0.00072 | 0.00072 | 0.00072 | 0.00072 | 0.00072 | 0.00072 | 0.00072 | 0.00072 | 0.00072 | 0.00072 | 0.00072 | 0.00072 | 0.00072 | 0.00072 | 0.00072 | 0.00072 | 0.00072 | 0.00072 | 0.00072 | 0.00072 | 0.00072 | 0.00072 | 0.00072 | 0.00072 | 0.00072 | 0.00072 | 0.00072 | 0.00072 | 0.00072 | 0.00072 | 0.00072 | 0.00072 | 0.00072 | -1 | -1
Outpatient | Fort McMurray AP | 3649.77 | 1392.6 | 114.81 | 761.58 | 0 | 316.06 | 0 | 491.5 | 55.33 | 1.44 | 0 | 223.09 | 293.34 | 0 | 0.00072 | -1 | 0.00072 | -1 | -1 | -1 | 0.00072 | 0.00072 | 0.00072 | -1 | -1 | -1 | 0.00072 | -1 | 0.00072 | 0.00072 | -1 | -1 | 0.00072 | 0.00072 | -1 | -1 | 0.00072 | -1 | -1 | -1 | -1 | -1 | -1 | 0.00072 | 0.00072 | -1 | -1 | -1 | 0.00072 | -1 | 0.00072 | 0.00072 | 0.00072 | -1 | 0.00072 | 0.00072 | -1 | -1 | -1 | -1 | 0.00072 | 0.00072 | -1 | 0.00072 | 0.00072 | 0.00072 | -1 | 0.00072 | 0.00072 | 0.00072 | -1 | -1 | 0.00072 | 0.00072 | 0.00072 | 0.00072 | 0.00072 | 0.00072 | 0.00072 | 0.00072 | 0.00072 | 0.00072 | 0.00072 | 0.00072 | 0.00072 | 0.00072 | 0.00072 | 0.00072 | -1 | -1 | -1 | 0.00072 | -1 | 0.00072 | 0.00072 | -1 | -1 | -1 | -1 | -1 | -1 | 0.00072 | 0.00072 | 0.00072 | 0.00072 | -1 | 0.00072 | 0.00072 | 0.00072 | 0.00072 | 0.00072 | 0.00072 | 0.00072 | 0.00072 | 0.00072 | 0.00072 | 0.00072 | 0.00072 | 0.00072 | 0.00072 | 0.00072 | 0.00072 | 0.00072 | 0.00072 | 0.00072 | 0.00072 | 0.00072 | 0.00072 | 0.00072 | 0.00072 | 0.00072 | 0.00072
SecondarySchool | Yellowknife AP | 16077.59 | 9399.74 | 203.92 | 2115.96 | 0 | 693.97 | 0 | 1361.29 | 39.68 | 0 | 0 | 316.16 | 1946.87 | 0 | 0.00072 | 0.00072 | 0.00072 | 0.00072 | 0.00072 | 0.00072 | 0.00072 | 0.00072 | 0.00072 | 0.00072 | 0.00072 | 0.00072 | 0.00072 | 0.00072 | 0.00072 | 0.00072 | 0.00072 | 0.00072 | 0.00072 | 0.00072 | 0.00072 | 0.00072 | 0.00072 | 0.00072 | 0.00072 | 0.00072 | 0.00072 | 0.00072 | 0.00072 | 0.00072 | -1 | 0.00072 | 0.00072 | 0.00072 | 0.00072 | 0.00072 | 0.00072 | 0.00072 | 0.00072 | 0.00072 | 0.00072 | 0.00072 | 0.00072 | 0.00072 | 0.00072 | 0.00072
PrimarySchool | Yellowknife AP | 5904.63 | 3593.97 | 98.91 | 710.65 | 0 | 293.05 | 0 | 505.77 | 20.89 | 0 | 0 | 113.5 | 567.89 | 0 | 0.00072 | 0.00072 | 0.00072 | 0.00072 | 0.00072 | 0.00072 | 0.00072 | 0.00072 | 0.00072 | 0.00072 | 0.00072 | 0.00072 | 0.00072 | 0.00072 | 0.00072 | 0.00072 | 0.00072 | 0.00072 | 0.00072 | 0.00072 | 0.00072 | 0.00072 | 0.00072 | 0.00072 | 0.00072
SmallOffice | Yellowknife AP | 373.56 | 151.09 | 11.88 | 51.13 | 0 | 51.11 | 0 | 69 | 1.22 | 0 | 0 | 10.97 | 27.17 | 0 | 0.00072 | -1 | 0.00072 | 0.00072 | 0.00072 | 0.00072
MediumOffice | Yellowknife AP | 2492.64 | 1018.71 | 54.01 | 438.98 | 0 | 498.17 | 0 | 196.01 | 29.3 | 2.71 | 0 | 0.48 | 254.27 | 0 | -1 | -1 | -1 | 0.00072 | 0.00072 | 0.00072 | 0.00072 | 0.00072 | 0.00072 | 0.00072 | 0.00072 | 0.00072 | 0.00072 | 0.00072 | 0.00072 | 0.00072 | 0.00072 | 0.00072
LargeOffice | Yellowknife AP | 20151.1 | 6654.49 | 382.91 | 3971.51 | 0 | 4390.73 | 0 | 2280.86 | 259.59 | 25.99 | 0 | 37.02 | 2148 | 0 | -1 | -1 | -1 | -1 | -1 | -1 | -1 | -1 | 0.00072 | 0.00072 | 0.00072 | 0.00072 | 0.00072 | 0.00072 | 0.00072 | 0.00072 | 0.00072 | 0.00072 | 0.00072 | 0.00072 | 0.00072 | 0.00072 | 0.00072
SmallHotel | Yellowknife AP | 3923.56 | 2312.12 | 61.22 | 303.49 | 0 | 79.28 | 0 | 241.03 | 41.92 | 0.23 | 0 | 70.07 | 814.2 | 0 | 0.00072 | 0.00072 | 0.00072 | 0.00072 | 0.00072 | 0.00072 | 0.00072 | 0.00072 | 0.00072 | 0.00072 | 0.00072 | 0.00072 | 0.00072 | 0.00072 | 0.00072 | 0.00072 | 0.00072 | 0.00072 | 0.00072 | 0.00072 | 0.00072 | 0.00072 | 0.00072 | 0.00072 | 0.00072 | 0.00072 | 0.00072 | 0.00072 | 0.00072 | 0.00072 | 0.00072 | 0.00072 | 0.00072 | 0.00072 | 0.00072 | 0.00072 | 0.00072 | 0.00072 | 0.00072 | 0.00072 | 0.00072 | 0.00072 | 0.00072 | 0.00072 | 0.00072 | 0.00072 | 0.00072 | 0.00072 | 0.00072 | 0.00072 | 0.00072 | 0.00072 | 0.00072 | 0.00072 | 0.00072 | 0.00072 | 0.00072 | 0.00072 | 0.00072 | 0.00072 | 0.00072 | 0.00072 | 0.00072 | 0.00072 | 0.00072 | 0.00072 | 0.00072
LargeHotel | Yellowknife AP | 10472.16 | 6416.77 | 180.62 | 1232.46 | 0 | 274.54 | 0 | 548.65 | 42.66 | 1.75 | 0 | 66.68 | 1708.03 | 0 | 0.00072 | -1 | 0.00072 | 0.00072 | 0.00072 | 0.00072 | 0.00072 | 0.00072 | 0.00072 | 0.00072 | 0.00072 | 0.00072 | 0.00072 | 0.00072 | 0.00072 | 0.00072 | 0.00072 | 0.00072 | 0.00072 | 0.00072 | 0.00072 | 0.00072 | 0.00072 | 0.00072 | 0.00072 | 0.00072 | 0.00072 | 0.00072 | 0.00072 | 0.00072 | 0.00072 | 0.00072 | 0.00072 | 0.00072 | 0.00072 | 0.00072 | 0.00072 | 0.00072 | 0.00072 | 0.00072 | 0.00072 | 0.00072 | 0.00072 | 0.00072 | 0.00072 | 0.00072 | 0.00072 | 0.00072 | 0.00072 | 0.00072 | 0.00072 | 0.00072 | 0.00072 | 0.00072 | 0.00072 | 0.00072 | 0.00072 | 0.00072 | 0.00072 | 0.00072 | 0.00072 | 0.00072 | 0.00072 | 0.00072 | 0.00072 | 0.00072
Warehouse | Yellowknife AP | 3450.2 | 2728.43 | 43.06 | 261.24 | 0 | 84.99 | 0 | 246.57 | 19.95 | 0 | 0 | 8.6 | 57.35 | 0 | 0.00072 | 0.00072 | 0.00072
RetailStandalone | Yellowknife AP | 1885.95 | 1097.38 | 48.28 | 396.94 | 0 | 74.03 | 0 | 211.08 | 6.94 | 0 | 0 | 22.83 | 28.48 | 0 | 0.00072 | 0.00072 | 0.00072 | 0.00072 | 0.00072
RetailStripmall | Yellowknife AP | 2176.57 | 1367.79 | 39.87 | 395.97 | 0 | 75.59 | 0 | 229.98 | 6.47 | 0 | 0 | 29.69 | 31.21 | 0 | 0.00072 | 0.00072 | 0.00072 | 0.00072 | 0.00072 | 0.00072 | 0.00072 | 0.00072 | 0.00072 | 0.00072
QuickServiceRestaurant | Yellowknife AP | 354.12 | 207.53 | 5.42 | 48.34 | 0 | 24.85 | 0 | 26.13 | 0.26 | 0 | 0 | 10.01 | 31.58 | 0 | 0.00072 | 0.00072 | 0.00072
FullServiceRestaurant | Yellowknife AP | 830.48 | 528.63 | 6.83 | 85.83 | 0 | 34.34 | 0 | 57.82 | 0.45 | 0 | 0 | 23.27 | 93.3 | 0 | 0.00072 | 0.00072 | 0.00072
MidriseApartment | Yellowknife AP | 2490.68 | 1212.3 | 91.3 | 130.3 | 0 | 191.87 | 0 | 110.36 | 29.45 | 0 | 0 | 32.97 | 692.13 | 0 | 0.00072 | 0.00072 | 0.00072 | 0.00072 | 0.00072 | 0.00072 | 0.00072 | 0.00072 | 0.00072 | 0.00072 | 0.00072 | 0.00072 | 0.00072 | 0.00072 | 0.00072 | 0.00072 | 0.00072 | 0.00072 | 0.00072 | 0.00072 | 0.00072 | 0.00072 | 0.00072 | 0.00072 | 0.00072 | 0.00072 | 0.00072
HighriseApartment | Yellowknife AP | 7280.82 | 4304.88 | 190.73 | 306.01 | 0 | 494.52 | 0 | 227.98 | 29.66 | 0.15 | 0 | 1.32 | 1725.57 | 0 | 0.00072 | 0.00072 | 0.00072 | 0.00072 | 0.00072 | 0.00072 | 0.00072 | 0.00072 | 0.00072 | 0.00072 | 0.00072 | 0.00072 | 0.00072 | 0.00072 | 0.00072 | 0.00072 | 0.00072 | 0.00072 | 0.00072 | 0.00072 | 0.00072 | 0.00072 | 0.00072 | 0.00072 | 0.00072 | 0.00072 | 0.00072 | 0.00072 | 0.00072 | 0.00072 | 0.00072 | 0.00072 | 0.00072 | 0.00072 | 0.00072 | 0.00072 | 0.00072 | 0.00072 | 0.00072 | 0.00072 | 0.00072 | 0.00072 | 0.00072 | 0.00072 | 0.00072 | 0.00072 | 0.00072 | 0.00072 | 0.00072 | 0.00072 | 0.00072 | 0.00072 | 0.00072 | 0.00072 | 0.00072 | 0.00072 | 0.00072 | 0.00072 | 0.00072 | 0.00072 | 0.00072 | 0.00072 | 0.00072 | 0.00072 | 0.00072 | 0.00072 | 0.00072 | 0.00072 | 0.00072 | 0.00072 | 0.00072 | 0.00072 | 0.00072 | 0.00072 | 0.00072 | 0.00072 | 0.00072 | 0.00072 | 0.00072 | 0.00072 | 0.00072 | 0.00072 | 0.00072 | 0.00072 | 0.00072 | 0.00072 | 0.00072 | 0.00072 | 0.00072 | 0.00072
Hospital | Yellowknife AP | 24598.11 | 11681.78 | 382.59 | 4763.04 | 0 | 2610.78 | 0 | 2113.82 | 40.34 | 1.26 | 0 | 781.36 | 2223.13 | 0 | -1 | 0.00072 | 0.00072 | 0.00072 | 0.00072 | 0.00072 | 0.00072 | 0.00072 | 0.00072 | 0.00072 | 0.00072 | 0.00072 | 0.00072 | 0.00072 | 0.00072 | 0.00072 | 0.00072 | 0.00072 | 0.00072 | 0.00072 | 0.00072 | 0.00072 | 0.00072 | 0.00072 | 0.00072 | -1 | 0.00072 | 0.00072 | 0.00072 | 0.00072 | 0.00072 | 0.00072 | 0.00072 | 0.00072 | 0.00072 | 0.00072 | 0.00072 | 0.00072 | 0.00072 | -1 | -1 | 0.00072 | -1 | -1 | 0.00072 | 0.00072 | 0.00072 | 0.00072 | 0.00072 | 0.00072 | 0.00072 | 0.00072 | 0.00072 | 0.00072 | 0.00072 | 0.00072 | 0.00072 | 0.00072 | 0.00072 | 0.00072 | 0.00072 | 0.00072 | 0.00072 | 0.00072 | 0.00072 | 0.00072 | 0.00072 | 0.00072 | 0.00072 | 0.00072 | -1 | 0.00072 | 0.00072 | 0.00072 | 0.00072 | 0.00072 | 0.00072 | 0.00072 | 0.00072 | 0.00072 | 0.00072 | 0.00072 | 0.00072 | 0.00072 | 0.00072 | 0.00072 | 0.00072 | 0.00072 | 0.00072 | 0.00072 | 0.00072 | 0.00072 | 0.00072 | 0.00072 | 0.00072 | 0.00072 | 0.00072 | 0.00072 | 0.00072 | 0.00072 | 0.00072 | 0.00072 | 0.00072 | 0.00072 | 0.00072 | 0.00072 | 0.00072 | 0.00072 | 0.00072 | 0.00072 | 0.00072 | 0.00072 | 0.00072 | 0.00072 | 0.00072 | 0.00072 | 0.00072 | 0.00072 | 0.00072 | 0.00072 | 0.00072 | 0.00072 | 0.00072 | 0.00072 | 0.00072 | 0.00072 | 0.00072 | 0.00072 | 0.00072 | 0.00072 | 0.00072 | 0.00072 | 0.00072 | 0.00072 | 0.00072 | 0.00072 | 0.00072 | 0.00072 | 0.00072 | 0.00072 | 0.00072 | 0.00072 | 0.00072 | 0.00072 | 0.00072 | 0.00072 | 0.00072 | 0.00072 | 0.00072 | 0.00072 | 0.00072 | 0.00072 | 0.00072 | 0.00072 | 0.00072 | 0.00072 | 0.00072 | 0.00072 | 0.00072 | 0.00072 | -1 | -1
Outpatient | Yellowknife AP | 4103.31 | 1945.04 | 100.89 | 761.58 | 0 | 316.06 | 0 | 468.21 | 32.7 | 1.63 | 0 | 228.69 | 248.51 | 0 | 0.00072 | -1 | 0.00072 | -1 | -1 | -1 | 0.00072 | 0.00072 | 0.00072 | -1 | -1 | -1 | 0.00072 | -1 | 0.00072 | 0.00072 | -1 | -1 | 0.00072 | 0.00072 | -1 | -1 | 0.00072 | -1 | -1 | -1 | -1 | -1 | -1 | 0.00072 | 0.00072 | -1 | -1 | -1 | 0.00072 | -1 | 0.00072 | 0.00072 | 0.00072 | -1 | 0.00072 | 0.00072 | -1 | -1 | -1 | -1 | 0.00072 | 0.00072 | -1 | 0.00072 | 0.00072 | 0.00072 | -1 | 0.00072 | 0.00072 | 0.00072 | -1 | -1 | 0.00072 | 0.00072 | 0.00072 | 0.00072 | 0.00072 | 0.00072 | 0.00072 | 0.00072 | 0.00072 | 0.00072 | 0.00072 | 0.00072 | 0.00072 | 0.00072 | 0.00072 | 0.00072 | -1 | -1 | -1 | 0.00072 | -1 | 0.00072 | 0.00072 | -1 | -1 | -1 | -1 | -1 | -1 | 0.00072 | 0.00072 | 0.00072 | 0.00072 | -1 | 0.00072 | 0.00072 | 0.00072 | 0.00072 | 0.00072 | 0.00072 | 0.00072 | 0.00072 | 0.00072 | 0.00072 | 0.00072 | 0.00072 | 0.00072 | 0.00072 | 0.00072 | 0.00072 | 0.00072 | 0.00072 | 0.00072 | 0.00072 | 0.00072 | 0.00072 | 0.00072 | 0.00072 | 0.00072 | 0.00072

## B
name | city | total_end_uses_gj | heating_gj | cooling_gj | interior_lighting_gj | exterior_lighting_gj | interior_equipment_gj | exterior_equipment_gj | fans_gj | pumps_gj | heat_rejection_gj | humidification_gj | heat_recovery_gj | water_systems_gj | refrigeration_gj | infiltration_flow_per_m2
SecondarySchool | Victoria Intl AP | 9937.17 | 2841.9 | 324.74 | 2115.96 | 0 | 693.97 | 0 | 1594.84 | 37.86 | 0 | 0 | 151.34 | 2176.56 | 0 | 0.00046 | 0.00046 | 0.00046 | 0.00046 | 0.00046 | 0.00046 | 0.00046 | 0.00046 | 0.00046 | 0.00046 | 0.00046 | 0.00046 | 0.00046 | 0.00046 | 0.00046 | 0.00046 | 0.00046 | 0.00046 | 0.00046 | 0.00046 | 0.00046 | 0.00046 | 0.00046 | 0.00046 | 0.00046 | 0.00046 | 0.00046 | 0.00046 | 0.00046 | 0.00046 | -1 | 0.00046 | 0.00046 | 0.00046 | 0.00046 | 0.00046 | 0.00046 | 0.00046 | 0.00046 | 0.00046 | 0.00046 | 0.00046 | 0.00046 | 0.00046 | 0.00046 | 0.00046
PrimarySchool | Victoria Intl AP | 3852.21 | 1409.24 | 170.47 | 710.65 | 0 | 293.05 | 0 | 642.03 | 14.11 | 0 | 0 | 32.29 | 580.37 | 0 | 0.00046 | 0.00046 | 0.00046 | 0.00046 | 0.00046 | 0.00046 | 0.00046 | 0.00046 | 0.00046 | 0.00046 | 0.00046 | 0.00046 | 0.00046 | 0.00046 | 0.00046 | 0.00046 | 0.00046 | 0.00046 | 0.00046 | 0.00046 | 0.00046 | 0.00046 | 0.00046 | 0.00046 | 0.00046
SmallOffice | Victoria Intl AP | 235.4 | 29.91 | 18.95 | 51.13 | 0 | 51.11 | 0 | 57.28 | 0.43 | 0 | 0 | 0 | 26.59 | 0 | 0.00046 | -1 | 0.00046 | 0.00046 | 0.00046 | 0.00046
MediumOffice | Victoria Intl AP | 2439.03 | 775.7 | 97.78 | 438.98 | 0 | 498.17 | 0 | 284.21 | 74.07 | 4.69 | 0 | 0 | 265.42 | 0 | -1 | -1 | -1 | 0.00046 | 0.00046 | 0.00046 | 0.00046 | 0.00046 | 0.00046 | 0.00046 | 0.00046 | 0.00046 | 0.00046 | 0.00046 | 0.00046 | 0.00046 | 0.00046 | 0.00046
LargeOffice | Victoria Intl AP | 17368.67 | 2500.69 | 671.36 | 3971.51 | 0 | 4390.73 | 0 | 2977.55 | 576.39 | 44.01 | 0 | 39.06 | 2197.37 | 0 | -1 | -1 | -1 | -1 | -1 | -1 | -1 | -1 | 0.00046 | 0.00046 | 0.00046 | 0.00046 | 0.00046 | 0.00046 | 0.00046 | 0.00046 | 0.00046 | 0.00046 | 0.00046 | 0.00046 | 0.00046 | 0.00046 | 0.00046
SmallHotel | Victoria Intl AP | 2493.93 | 743.82 | 117.44 | 303.49 | 0 | 79.28 | 0 | 324.96 | 33.03 | 0.35 | 0 | 11.91 | 879.64 | 0 | 0.00046 | 0.00046 | 0.00046 | 0.00046 | 0.00046 | 0.00046 | 0.00046 | 0.00046 | 0.00046 | 0.00046 | 0.00046 | 0.00046 | 0.00046 | 0.00046 | 0.00046 | 0.00046 | 0.00046 | 0.00046 | 0.00046 | 0.00046 | 0.00046 | 0.00046 | 0.00046 | 0.00046 | 0.00046 | 0.00046 | 0.00046 | 0.00046 | 0.00046 | 0.00046 | 0.00046 | 0.00046 | 0.00046 | 0.00046 | 0.00046 | 0.00046 | 0.00046 | 0.00046 | 0.00046 | 0.00046 | 0.00046 | 0.00046 | 0.00046 | 0.00046 | 0.00046 | 0.00046 | 0.00046 | 0.00046 | 0.00046 | 0.00046 | 0.00046 | 0.00046 | 0.00046 | 0.00046 | 0.00046 | 0.00046 | 0.00046 | 0.00046 | 0.00046 | 0.00046 | 0.00046 | 0.00046 | 0.00046 | 0.00046 | 0.00046 | 0.00046 | 0.00046
LargeHotel | Victoria Intl AP | 7209.68 | 2615.38 | 337.57 | 1232.46 | 0 | 274.54 | 0 | 841.6 | 62.35 | 3.01 | 0 | 38.02 | 1804.75 | 0 | 0.00046 | -1 | 0.00046 | 0.00046 | 0.00046 | 0.00046 | 0.00046 | 0.00046 | 0.00046 | 0.00046 | 0.00046 | 0.00046 | 0.00046 | 0.00046 | 0.00046 | 0.00046 | 0.00046 | 0.00046 | 0.00046 | 0.00046 | 0.00046 | 0.00046 | 0.00046 | 0.00046 | 0.00046 | 0.00046 | 0.00046 | 0.00046 | 0.00046 | 0.00046 | 0.00046 | 0.00046 | 0.00046 | 0.00046 | 0.00046 | 0.00046 | 0.00046 | 0.00046 | 0.00046 | 0.00046 | 0.00046 | 0.00046 | 0.00046 | 0.00046 | 0.00046 | 0.00046 | 0.00046 | 0.00046 | 0.00046 | 0.00046 | 0.00046 | 0.00046 | 0.00046 | 0.00046 | 0.00046 | 0.00046 | 0.00046 | 0.00046 | 0.00046 | 0.00046 | 0.00046 | 0.00046 | 0.00046 | 0.00046 | 0.00046 | 0.00046
Warehouse | Victoria Intl AP | 1706.14 | 846.87 | 87.54 | 261.24 | 0 | 84.99 | 0 | 353.76 | 14.08 | 0 | 0 | 0 | 57.64 | 0 | 0.00046 | 0.00046 | 0.00046
RetailStandalone | Victoria Intl AP | 1290.84 | 453.25 | 72.18 | 396.94 | 0 | 74.03 | 0 | 260.48 | 5.45 | 0 | 0 | 0 | 28.52 | 0 | 0.00046 | 0.00046 | 0.00046 | 0.00046 | 0.00046
RetailStripmall | Victoria Intl AP | 1343.47 | 460.04 | 84.39 | 395.97 | 0 | 75.59 | 0 | 291.7 | 4.4 | 0 | 0 | 0 | 31.38 | 0 | 0.00046 | 0.00046 | 0.00046 | 0.00046 | 0.00046 | 0.00046 | 0.00046 | 0.00046 | 0.00046 | 0.00046
QuickServiceRestaurant | Victoria Intl AP | 212.34 | 61.28 | 8.69 | 48.34 | 0 | 24.85 | 0 | 31.5 | 0.07 | 0 | 0 | 6.8 | 30.8 | 0 | 0.00046 | 0.00046 | 0.00046
FullServiceRestaurant | Victoria Intl AP | 481.98 | 175.38 | 10.49 | 85.83 | 0 | 34.34 | 0 | 61.16 | 0.1 | 0 | 0 | 19.62 | 95.06 | 0 | 0.00046 | 0.00046 | 0.00046
MidriseApartment | Victoria Intl AP | 1664.25 | 262.64 | 169.43 | 130.3 | 0 | 191.87 | 0 | 149.22 | 19.42 | 0 | 0 | 28.25 | 713.13 | 0 | 0.00046 | 0.00046 | 0.00046 | 0.00046 | 0.00046 | 0.00046 | 0.00046 | 0.00046 | 0.00046 | 0.00046 | 0.00046 | 0.00046 | 0.00046 | 0.00046 | 0.00046 | 0.00046 | 0.00046 | 0.00046 | 0.00046 | 0.00046 | 0.00046 | 0.00046 | 0.00046 | 0.00046 | 0.00046 | 0.00046 | 0.00046
HighriseApartment | Victoria Intl AP | 4640.48 | 1354.2 | 354.05 | 306.01 | 0 | 494.52 | 0 | 288.01 | 69.21 | 0.29 | 0 | 0.93 | 1773.28 | 0 | 0.00046 | 0.00046 | 0.00046 | 0.00046 | 0.00046 | 0.00046 | 0.00046 | 0.00046 | 0.00046 | 0.00046 | 0.00046 | 0.00046 | 0.00046 | 0.00046 | 0.00046 | 0.00046 | 0.00046 | 0.00046 | 0.00046 | 0.00046 | 0.00046 | 0.00046 | 0.00046 | 0.00046 | 0.00046 | 0.00046 | 0.00046 | 0.00046 | 0.00046 | 0.00046 | 0.00046 | 0.00046 | 0.00046 | 0.00046 | 0.00046 | 0.00046 | 0.00046 | 0.00046 | 0.00046 | 0.00046 | 0.00046 | 0.00046 | 0.00046 | 0.00046 | 0.00046 | 0.00046 | 0.00046 | 0.00046 | 0.00046 | 0.00046 | 0.00046 | 0.00046 | 0.00046 | 0.00046 | 0.00046 | 0.00046 | 0.00046 | 0.00046 | 0.00046 | 0.00046 | 0.00046 | 0.00046 | 0.00046 | 0.00046 | 0.00046 | 0.00046 | 0.00046 | 0.00046 | 0.00046 | 0.00046 | 0.00046 | 0.00046 | 0.00046 | 0.00046 | 0.00046 | 0.00046 | 0.00046 | 0.00046 | 0.00046 | 0.00046 | 0.00046 | 0.00046 | 0.00046 | 0.00046 | 0.00046 | 0.00046 | 0.00046 | 0.00046 | 0.00046 | 0.00046
Hospital | Victoria Intl AP | 15778.26 | 2599.96 | 604.05 | 4763.04 | 0 | 2610.78 | 0 | 2519.11 | 56.24 | 2.15 | 0 | 371.8 | 2251.13 | 0 | -1 | 0.00046 | 0.00046 | 0.00046 | 0.00046 | 0.00046 | 0.00046 | 0.00046 | 0.00046 | 0.00046 | 0.00046 | 0.00046 | 0.00046 | 0.00046 | 0.00046 | 0.00046 | 0.00046 | 0.00046 | 0.00046 | 0.00046 | 0.00046 | 0.00046 | 0.00046 | 0.00046 | 0.00046 | -1 | 0.00046 | 0.00046 | 0.00046 | 0.00046 | 0.00046 | 0.00046 | 0.00046 | 0.00046 | 0.00046 | 0.00046 | 0.00046 | 0.00046 | 0.00046 | -1 | -1 | 0.00046 | -1 | -1 | 0.00046 | 0.00046 | 0.00046 | 0.00046 | 0.00046 | 0.00046 | 0.00046 | 0.00046 | 0.00046 | 0.00046 | 0.00046 | 0.00046 | 0.00046 | 0.00046 | 0.00046 | 0.00046 | 0.00046 | 0.00046 | 0.00046 | 0.00046 | 0.00046 | 0.00046 | 0.00046 | 0.00046 | 0.00046 | 0.00046 | -1 | 0.00046 | 0.00046 | 0.00046 | 0.00046 | 0.00046 | 0.00046 | 0.00046 | 0.00046 | 0.00046 | 0.00046 | 0.00046 | 0.00046 | 0.00046 | 0.00046 | 0.00046 | 0.00046 | 0.00046 | 0.00046 | 0.00046 | 0.00046 | 0.00046 | 0.00046 | 0.00046 | 0.00046 | 0.00046 | 0.00046 | 0.00046 | 0.00046 | 0.00046 | 0.00046 | 0.00046 | 0.00046 | 0.00046 | 0.00046 | 0.00046 | 0.00046 | 0.00046 | 0.00046 | 0.00046 | 0.00046 | 0.00046 | 0.00046 | 0.00046 | 0.00046 | 0.00046 | 0.00046 | 0.00046 | 0.00046 | 0.00046 | 0.00046 | 0.00046 | 0.00046 | 0.00046 | 0.00046 | 0.00046 | 0.00046 | 0.00046 | 0.00046 | 0.00046 | 0.00046 | 0.00046 | 0.00046 | 0.00046 | 0.00046 | 0.00046 | 0.00046 | 0.00046 | 0.00046 | 0.00046 | 0.00046 | 0.00046 | 0.00046 | 0.00046 | 0.00046 | 0.00046 | 0.00046 | 0.00046 | 0.00046 | 0.00046 | 0.00046 | 0.00046 | 0.00046 | 0.00046 | 0.00046 | 0.00046 | 0.00046 | 0.00046 | 0.00046 | 0.00046 | -1 | -1
Outpatient | Victoria Intl AP | 2896.04 | 736.72 | 155.12 | 761.58 | 0 | 316.06 | 0 | 568.09 | 59.78 | 1.83 | 0 | 45.55 | 251.3 | 0 | 0.00046 | -1 | 0.00046 | -1 | -1 | -1 | 0.00046 | 0.00046 | 0.00046 | -1 | -1 | -1 | 0.00046 | -1 | 0.00046 | 0.00046 | -1 | -1 | 0.00046 | 0.00046 | -1 | -1 | 0.00046 | -1 | -1 | -1 | -1 | -1 | -1 | 0.00046 | 0.00046 | -1 | -1 | -1 | 0.00046 | -1 | 0.00046 | 0.00046 | 0.00046 | -1 | 0.00046 | 0.00046 | -1 | -1 | -1 | -1 | 0.00046 | 0.00046 | -1 | 0.00046 | 0.00046 | 0.00046 | -1 | 0.00046 | 0.00046 | 0.00046 | -1 | -1 | 0.00046 | 0.00046 | 0.00046 | 0.00046 | 0.00046 | 0.00046 | 0.00046 | 0.00046 | 0.00046 | 0.00046 | 0.00046 | 0.00046 | 0.00046 | 0.00046 | 0.00046 | 0.00046 | -1 | -1 | -1 | 0.00046 | -1 | 0.00046 | 0.00046 | -1 | -1 | -1 | -1 | -1 | -1 | 0.00046 | 0.00046 | 0.00046 | 0.00046 | -1 | 0.00046 | 0.00046 | 0.00046 | 0.00046 | 0.00046 | 0.00046 | 0.00046 | 0.00046 | 0.00046 | 0.00046 | 0.00046 | 0.00046 | 0.00046 | 0.00046 | 0.00046 | 0.00046 | 0.00046 | 0.00046 | 0.00046 | 0.00046 | 0.00046 | 0.00046 | 0.00046 | 0.00046 | 0.00046 | 0.00046
SecondarySchool | Windsor Intl AP | 11364.7 | 3299.1 | 1110.64 | 2115.96 | 0 | 693.97 | 0 | 1660.4 | 38.33 | 0 | 0 | 288.11 | 2158.2 | 0 | 0.00046 | 0.00046 | 0.00046 | 0.00046 | 0.00046 | 0.00046 | 0.00046 | 0.00046 | 0.00046 | 0.00046 | 0.00046 | 0.00046 | 0.00046 | 0.00046 | 0.00046 | 0.00046 | 0.00046 | 0.00046 | 0.00046 | 0.00046 | 0.00046 | 0.00046 | 0.00046 | 0.00046 | 0.00046 | 0.00046 | 0.00046 | 0.00046 | 0.00046 | 0.00046 | -1 | 0.00046 | 0.00046 | 0.00046 | 0.00046 | 0.00046 | 0.00046 | 0.00046 | 0.00046 | 0.00046 | 0.00046 | 0.00046 | 0.00046 | 0.00046 | 0.00046 | 0.00046
PrimarySchool | Windsor Intl AP | 4181.68 | 1421.16 | 424.84 | 710.65 | 0 | 293.05 | 0 | 646.27 | 15.98 | 0 | 0 | 94.46 | 575.27 | 0 | 0.00046 | 0.00046 | 0.00046 | 0.00046 | 0.00046 | 0.00046 | 0.00046 | 0.00046 | 0.00046 | 0.00046 | 0.00046 | 0.00046 | 0.00046 | 0.00046 | 0.00046 | 0.00046 | 0.00046 | 0.00046 | 0.00046 | 0.00046 | 0.00046 | 0.00046 | 0.00046 | 0.00046 | 0.00046
SmallOffice | Windsor Intl AP | 262.4 | 36.78 | 28.29 | 51.13 | 0 | 51.11 | 0 | 59.98 | 0.77 | 0 | 0 | 7.98 | 26.35 | 0 | 0.00046 | -1 | 0.00046 | 0.00046 | 0.00046 | 0.00046
MediumOffice | Windsor Intl AP | 2630.19 | 842.08 | 205.4 | 438.98 | 0 | 498.17 | 0 | 291.76 | 71.69 | 14.3 | 0 | 4.72 | 263.08 | 0 | -1 | -1 | -1 | 0.00046 | 0.00046 | 0.00046 | 0.00046 | 0.00046 | 0.00046 | 0.00046 | 0.00046 | 0.00046 | 0.00046 | 0.00046 | 0.00046 | 0.00046 | 0.00046 | 0.00046
LargeOffice | Windsor Intl AP | 19416.7 | 3271.89 | 1424.15 | 3971.51 | 0 | 4390.73 | 0 | 3010.79 | 741.27 | 116.9 | 0 | 311.77 | 2177.69 | 0 | -1 | -1 | -1 | -1 | -1 | -1 | -1 | -1 | 0.00046 | 0.00046 | 0.00046 | 0.00046 | 0.00046 | 0.00046 | 0.00046 | 0.00046 | 0.00046 | 0.00046 | 0.00046 | 0.00046 | 0.00046 | 0.00046 | 0.00046
SmallHotel | Windsor Intl AP | 2813.13 | 869.25 | 240.39 | 303.49 | 0 | 79.28 | 0 | 336.56 | 37.86 | 0.7 | 0 | 73.3 | 872.3 | 0 | 0.00046 | 0.00046 | 0.00046 | 0.00046 | 0.00046 | 0.00046 | 0.00046 | 0.00046 | 0.00046 | 0.00046 | 0.00046 | 0.00046 | 0.00046 | 0.00046 | 0.00046 | 0.00046 | 0.00046 | 0.00046 | 0.00046 | 0.00046 | 0.00046 | 0.00046 | 0.00046 | 0.00046 | 0.00046 | 0.00046 | 0.00046 | 0.00046 | 0.00046 | 0.00046 | 0.00046 | 0.00046 | 0.00046 | 0.00046 | 0.00046 | 0.00046 | 0.00046 | 0.00046 | 0.00046 | 0.00046 | 0.00046 | 0.00046 | 0.00046 | 0.00046 | 0.00046 | 0.00046 | 0.00046 | 0.00046 | 0.00046 | 0.00046 | 0.00046 | 0.00046 | 0.00046 | 0.00046 | 0.00046 | 0.00046 | 0.00046 | 0.00046 | 0.00046 | 0.00046 | 0.00046 | 0.00046 | 0.00046 | 0.00046 | 0.00046 | 0.00046 | 0.00046
LargeHotel | Windsor Intl AP | 7868.29 | 2897.79 | 683.39 | 1232.46 | 0 | 274.54 | 0 | 806.45 | 95.44 | 12.14 | 0 | 77.24 | 1788.84 | 0 | 0.00046 | -1 | 0.00046 | 0.00046 | 0.00046 | 0.00046 | 0.00046 | 0.00046 | 0.00046 | 0.00046 | 0.00046 | 0.00046 | 0.00046 | 0.00046 | 0.00046 | 0.00046 | 0.00046 | 0.00046 | 0.00046 | 0.00046 | 0.00046 | 0.00046 | 0.00046 | 0.00046 | 0.00046 | 0.00046 | 0.00046 | 0.00046 | 0.00046 | 0.00046 | 0.00046 | 0.00046 | 0.00046 | 0.00046 | 0.00046 | 0.00046 | 0.00046 | 0.00046 | 0.00046 | 0.00046 | 0.00046 | 0.00046 | 0.00046 | 0.00046 | 0.00046 | 0.00046 | 0.00046 | 0.00046 | 0.00046 | 0.00046 | 0.00046 | 0.00046 | 0.00046 | 0.00046 | 0.00046 | 0.00046 | 0.00046 | 0.00046 | 0.00046 | 0.00046 | 0.00046 | 0.00046 | 0.00046 | 0.00046 | 0.00046 | 0.00046
Warehouse | Windsor Intl AP | 2261.85 | 1212.07 | 232.32 | 261.24 | 0 | 84.99 | 0 | 390.85 | 14.71 | 0 | 0 | 8.49 | 57.17 | 0 | 0.00046 | 0.00046 | 0.00046
RetailStandalone | Windsor Intl AP | 1430.24 | 460.31 | 185.72 | 396.94 | 0 | 74.03 | 0 | 259.85 | 5.26 | 0 | 0 | 19.92 | 28.22 | 0 | 0.00046 | 0.00046 | 0.00046 | 0.00046 | 0.00046
RetailStripmall | Windsor Intl AP | 1533.96 | 531.74 | 177.54 | 395.97 | 0 | 75.59 | 0 | 287.33 | 5.22 | 0 | 0 | 29.52 | 31.05 | 0 | 0.00046 | 0.00046 | 0.00046 | 0.00046 | 0.00046 | 0.00046 | 0.00046 | 0.00046 | 0.00046 | 0.00046
QuickServiceRestaurant | Windsor Intl AP | 236.84 | 67.39 | 21.93 | 48.34 | 0 | 24.85 | 0 | 33.61 | 0.17 | 0 | 0 | 10.01 | 30.53 | 0 | 0.00046 | 0.00046 | 0.00046
FullServiceRestaurant | Windsor Intl AP | 550.4 | 209.33 | 39.84 | 85.83 | 0 | 34.34 | 0 | 63.29 | 0.27 | 0 | 0 | 23.27 | 94.24 | 0 | 0.00046 | 0.00046 | 0.00046
MidriseApartment | Windsor Intl AP | 2163.17 | 693.46 | 256.61 | 130.3 | 0 | 191.87 | 0 | 153.28 | 23.72 | 0 | 0 | 7.04 | 706.89 | 0 | 0.00046 | 0.00046 | 0.00046 | 0.00046 | 0.00046 | 0.00046 | 0.00046 | 0.00046 | 0.00046 | 0.00046 | 0.00046 | 0.00046 | 0.00046 | 0.00046 | 0.00046 | 0.00046 | 0.00046 | 0.00046 | 0.00046 | 0.00046 | 0.00046 | 0.00046 | 0.00046 | 0.00046 | 0.00046 | 0.00046 | 0.00046
HighriseApartment | Windsor Intl AP | 5394.99 | 1877.71 | 596.08 | 306.01 | 0 | 494.52 | 0 | 324.35 | 25.95 | 0.37 | 0 | 12.99 | 1757.03 | 0 | 0.00046 | 0.00046 | 0.00046 | 0.00046 | 0.00046 | 0.00046 | 0.00046 | 0.00046 | 0.00046 | 0.00046 | 0.00046 | 0.00046 | 0.00046 | 0.00046 | 0.00046 | 0.00046 | 0.00046 | 0.00046 | 0.00046 | 0.00046 | 0.00046 | 0.00046 | 0.00046 | 0.00046 | 0.00046 | 0.00046 | 0.00046 | 0.00046 | 0.00046 | 0.00046 | 0.00046 | 0.00046 | 0.00046 | 0.00046 | 0.00046 | 0.00046 | 0.00046 | 0.00046 | 0.00046 | 0.00046 | 0.00046 | 0.00046 | 0.00046 | 0.00046 | 0.00046 | 0.00046 | 0.00046 | 0.00046 | 0.00046 | 0.00046 | 0.00046 | 0.00046 | 0.00046 | 0.00046 | 0.00046 | 0.00046 | 0.00046 | 0.00046 | 0.00046 | 0.00046 | 0.00046 | 0.00046 | 0.00046 | 0.00046 | 0.00046 | 0.00046 | 0.00046 | 0.00046 | 0.00046 | 0.00046 | 0.00046 | 0.00046 | 0.00046 | 0.00046 | 0.00046 | 0.00046 | 0.00046 | 0.00046 | 0.00046 | 0.00046 | 0.00046 | 0.00046 | 0.00046 | 0.00046 | 0.00046 | 0.00046 | 0.00046 | 0.00046 | 0.00046 | 0.00046
Hospital | Windsor Intl AP | 17898.44 | 3151.95 | 1736.43 | 4763.04 | 0 | 2610.78 | 0 | 2557.56 | 82.18 | 6.89 | 0 | 758.96 | 2230.65 | 0 | -1 | 0.00046 | 0.00046 | 0.00046 | 0.00046 | 0.00046 | 0.00046 | 0.00046 | 0.00046 | 0.00046 | 0.00046 | 0.00046 | 0.00046 | 0.00046 | 0.00046 | 0.00046 | 0.00046 | 0.00046 | 0.00046 | 0.00046 | 0.00046 | 0.00046 | 0.00046 | 0.00046 | 0.00046 | -1 | 0.00046 | 0.00046 | 0.00046 | 0.00046 | 0.00046 | 0.00046 | 0.00046 | 0.00046 | 0.00046 | 0.00046 | 0.00046 | 0.00046 | 0.00046 | -1 | -1 | 0.00046 | -1 | -1 | 0.00046 | 0.00046 | 0.00046 | 0.00046 | 0.00046 | 0.00046 | 0.00046 | 0.00046 | 0.00046 | 0.00046 | 0.00046 | 0.00046 | 0.00046 | 0.00046 | 0.00046 | 0.00046 | 0.00046 | 0.00046 | 0.00046 | 0.00046 | 0.00046 | 0.00046 | 0.00046 | 0.00046 | 0.00046 | 0.00046 | -1 | 0.00046 | 0.00046 | 0.00046 | 0.00046 | 0.00046 | 0.00046 | 0.00046 | 0.00046 | 0.00046 | 0.00046 | 0.00046 | 0.00046 | 0.00046 | 0.00046 | 0.00046 | 0.00046 | 0.00046 | 0.00046 | 0.00046 | 0.00046 | 0.00046 | 0.00046 | 0.00046 | 0.00046 | 0.00046 | 0.00046 | 0.00046 | 0.00046 | 0.00046 | 0.00046 | 0.00046 | 0.00046 | 0.00046 | 0.00046 | 0.00046 | 0.00046 | 0.00046 | 0.00046 | 0.00046 | 0.00046 | 0.00046 | 0.00046 | 0.00046 | 0.00046 | 0.00046 | 0.00046 | 0.00046 | 0.00046 | 0.00046 | 0.00046 | 0.00046 | 0.00046 | 0.00046 | 0.00046 | 0.00046 | 0.00046 | 0.00046 | 0.00046 | 0.00046 | 0.00046 | 0.00046 | 0.00046 | 0.00046 | 0.00046 | 0.00046 | 0.00046 | 0.00046 | 0.00046 | 0.00046 | 0.00046 | 0.00046 | 0.00046 | 0.00046 | 0.00046 | 0.00046 | 0.00046 | 0.00046 | 0.00046 | 0.00046 | 0.00046 | 0.00046 | 0.00046 | 0.00046 | 0.00046 | 0.00046 | 0.00046 | 0.00046 | 0.00046 | 0.00046 | -1 | -1
Outpatient | Windsor Intl AP | 3131.45 | 623.92 | 298.88 | 761.58 | 0 | 316.06 | 0 | 576.91 | 78.23 | 4.78 | 0 | 222.19 | 248.91 | 0 | 0.00046 | -1 | 0.00046 | -1 | -1 | -1 | 0.00046 | 0.00046 | 0.00046 | -1 | -1 | -1 | 0.00046 | -1 | 0.00046 | 0.00046 | -1 | -1 | 0.00046 | 0.00046 | -1 | -1 | 0.00046 | -1 | -1 | -1 | -1 | -1 | -1 | 0.00046 | 0.00046 | -1 | -1 | -1 | 0.00046 | -1 | 0.00046 | 0.00046 | 0.00046 | -1 | 0.00046 | 0.00046 | -1 | -1 | -1 | -1 | 0.00046 | 0.00046 | -1 | 0.00046 | 0.00046 | 0.00046 | -1 | 0.00046 | 0.00046 | 0.00046 | -1 | -1 | 0.00046 | 0.00046 | 0.00046 | 0.00046 | 0.00046 | 0.00046 | 0.00046 | 0.00046 | 0.00046 | 0.00046 | 0.00046 | 0.00046 | 0.00046 | 0.00046 | 0.00046 | 0.00046 | -1 | -1 | -1 | 0.00046 | -1 | 0.00046 | 0.00046 | -1 | -1 | -1 | -1 | -1 | -1 | 0.00046 | 0.00046 | 0.00046 | 0.00046 | -1 | 0.00046 | 0.00046 | 0.00046 | 0.00046 | 0.00046 | 0.00046 | 0.00046 | 0.00046 | 0.00046 | 0.00046 | 0.00046 | 0.00046 | 0.00046 | 0.00046 | 0.00046 | 0.00046 | 0.00046 | 0.00046 | 0.00046 | 0.00046 | 0.00046 | 0.00046 | 0.00046 | 0.00046 | 0.00046 | 0.00046
SecondarySchool | Montreal-Trudeau Intl AP | 10477.55 | 3373.49 | 785.48 | 2115.96 | 0 | 693.97 | 0 | 1562.92 | 37.03 | 0 | 0 | 287.39 | 1621.31 | 0 | 0.00046 | 0.00046 | 0.00046 | 0.00046 | 0.00046 | 0.00046 | 0.00046 | 0.00046 | 0.00046 | 0.00046 | 0.00046 | 0.00046 | 0.00046 | 0.00046 | 0.00046 | 0.00046 | 0.00046 | 0.00046 | 0.00046 | 0.00046 | 0.00046 | 0.00046 | 0.00046 | 0.00046 | 0.00046 | 0.00046 | 0.00046 | 0.00046 | 0.00046 | 0.00046 | -1 | 0.00046 | 0.00046 | 0.00046 | 0.00046 | 0.00046 | 0.00046 | 0.00046 | 0.00046 | 0.00046 | 0.00046 | 0.00046 | 0.00046 | 0.00046 | 0.00046 | 0.00046
PrimarySchool | Montreal-Trudeau Intl AP | 3974.01 | 1476.56 | 306.09 | 710.65 | 0 | 293.05 | 0 | 613.4 | 1.32 | 0 | 0 | 94.24 | 478.7 | 0 | 0.00046 | 0.00046 | 0.00046 | 0.00046 | 0.00046 | 0.00046 | 0.00046 | 0.00046 | 0.00046 | 0.00046 | 0.00046 | 0.00046 | 0.00046 | 0.00046 | 0.00046 | 0.00046 | 0.00046 | 0.00046 | 0.00046 | 0.00046 | 0.00046 | 0.00046 | 0.00046 | 0.00046 | 0.00046
SmallOffice | Montreal-Trudeau Intl AP | 264.63 | 51.27 | 23.24 | 51.13 | 0 | 51.11 | 0 | 56.27 | 0 | 0 | 0 | 7.98 | 23.63 | 0 | 0.00046 | -1 | 0.00046 | 0.00046 | 0.00046 | 0.00046
MediumOffice | Montreal-Trudeau Intl AP | 2375.64 | 749.51 | 161.48 | 438.98 | 0 | 498.17 | 0 | 236.84 | 57.99 | 10.99 | 0 | 3.63 | 218.04 | 0 | -1 | -1 | -1 | 0.00046 | 0.00046 | 0.00046 | 0.00046 | 0.00046 | 0.00046 | 0.00046 | 0.00046 | 0.00046 | 0.00046 | 0.00046 | 0.00046 | 0.00046 | 0.00046 | 0.00046
LargeOffice | Montreal-Trudeau Intl AP | 18164.93 | 3106.46 | 1145.71 | 3971.51 | 0 | 4390.73 | 0 | 2784.33 | 606.82 | 93.1 | 0 | 244.15 | 1822.13 | 0 | -1 | -1 | -1 | -1 | -1 | -1 | -1 | -1 | 0.00046 | 0.00046 | 0.00046 | 0.00046 | 0.00046 | 0.00046 | 0.00046 | 0.00046 | 0.00046 | 0.00046 | 0.00046 | 0.00046 | 0.00046 | 0.00046 | 0.00046
SmallHotel | Montreal-Trudeau Intl AP | 2629.69 | 989.28 | 181.85 | 303.49 | 0 | 79.28 | 0 | 314.52 | 8.36 | 0.58 | 0 | 72.17 | 680.15 | 0 | 0.00046 | 0.00046 | 0.00046 | 0.00046 | 0.00046 | 0.00046 | 0.00046 | 0.00046 | 0.00046 | 0.00046 | 0.00046 | 0.00046 | 0.00046 | 0.00046 | 0.00046 | 0.00046 | 0.00046 | 0.00046 | 0.00046 | 0.00046 | 0.00046 | 0.00046 | 0.00046 | 0.00046 | 0.00046 | 0.00046 | 0.00046 | 0.00046 | 0.00046 | 0.00046 | 0.00046 | 0.00046 | 0.00046 | 0.00046 | 0.00046 | 0.00046 | 0.00046 | 0.00046 | 0.00046 | 0.00046 | 0.00046 | 0.00046 | 0.00046 | 0.00046 | 0.00046 | 0.00046 | 0.00046 | 0.00046 | 0.00046 | 0.00046 | 0.00046 | 0.00046 | 0.00046 | 0.00046 | 0.00046 | 0.00046 | 0.00046 | 0.00046 | 0.00046 | 0.00046 | 0.00046 | 0.00046 | 0.00046 | 0.00046 | 0.00046 | 0.00046 | 0.00046
LargeHotel | Montreal-Trudeau Intl AP | 7350.27 | 2969.85 | 536.94 | 1232.46 | 0 | 274.54 | 0 | 760.22 | 77.64 | 9.26 | 0 | 65.04 | 1424.32 | 0 | 0.00046 | -1 | 0.00046 | 0.00046 | 0.00046 | 0.00046 | 0.00046 | 0.00046 | 0.00046 | 0.00046 | 0.00046 | 0.00046 | 0.00046 | 0.00046 | 0.00046 | 0.00046 | 0.00046 | 0.00046 | 0.00046 | 0.00046 | 0.00046 | 0.00046 | 0.00046 | 0.00046 | 0.00046 | 0.00046 | 0.00046 | 0.00046 | 0.00046 | 0.00046 | 0.00046 | 0.00046 | 0.00046 | 0.00046 | 0.00046 | 0.00046 | 0.00046 | 0.00046 | 0.00046 | 0.00046 | 0.00046 | 0.00046 | 0.00046 | 0.00046 | 0.00046 | 0.00046 | 0.00046 | 0.00046 | 0.00046 | 0.00046 | 0.00046 | 0.00046 | 0.00046 | 0.00046 | 0.00046 | 0.00046 | 0.00046 | 0.00046 | 0.00046 | 0.00046 | 0.00046 | 0.00046 | 0.00046 | 0.00046 | 0.00046 | 0.00046
Warehouse | Montreal-Trudeau Intl AP | 2180.08 | 1268.83 | 158.64 | 261.24 | 0 | 84.99 | 0 | 348.85 | 0 | 0 | 0 | 8.05 | 49.47 | 0 | 0.00046 | 0.00046 | 0.00046
RetailStandalone | Montreal-Trudeau Intl AP | 1385.15 | 471.1 | 150.94 | 396.94 | 0 | 74.03 | 0 | 244.82 | 0 | 0 | 0 | 22.25 | 25.07 | 0 | 0.00046 | 0.00046 | 0.00046 | 0.00046 | 0.00046
RetailStripmall | Montreal-Trudeau Intl AP | 1501.22 | 576.59 | 129.07 | 395.97 | 0 | 75.59 | 0 | 267.4 | 0 | 0 | 0 | 29.17 | 27.43 | 0 | 0.00046 | 0.00046 | 0.00046 | 0.00046 | 0.00046 | 0.00046 | 0.00046 | 0.00046 | 0.00046 | 0.00046
QuickServiceRestaurant | Montreal-Trudeau Intl AP | 235.43 | 78.36 | 16.37 | 48.34 | 0 | 24.85 | 0 | 30.86 | 0 | 0 | 0 | 10.01 | 26.64 | 0 | 0.00046 | 0.00046 | 0.00046
FullServiceRestaurant | Montreal-Trudeau Intl AP | 518.85 | 208.03 | 27.83 | 85.83 | 0 | 34.34 | 0 | 61.24 | 0 | 0 | 0 | 23.27 | 78.31 | 0 | 0.00046 | 0.00046 | 0.00046
MidriseApartment | Montreal-Trudeau Intl AP | 2047.75 | 785.99 | 205.48 | 130.3 | 0 | 191.87 | 0 | 144.19 | 2.15 | 0 | 0 | 8.15 | 579.62 | 0 | 0.00046 | 0.00046 | 0.00046 | 0.00046 | 0.00046 | 0.00046 | 0.00046 | 0.00046 | 0.00046 | 0.00046 | 0.00046 | 0.00046 | 0.00046 | 0.00046 | 0.00046 | 0.00046 | 0.00046 | 0.00046 | 0.00046 | 0.00046 | 0.00046 | 0.00046 | 0.00046 | 0.00046 | 0.00046 | 0.00046 | 0.00046
HighriseApartment | Montreal-Trudeau Intl AP | 4861.12 | 1826.46 | 463.59 | 306.01 | 0 | 494.52 | 0 | 296.51 | 22.31 | 0.3 | 0 | 9.15 | 1442.28 | 0 | 0.00046 | 0.00046 | 0.00046 | 0.00046 | 0.00046 | 0.00046 | 0.00046 | 0.00046 | 0.00046 | 0.00046 | 0.00046 | 0.00046 | 0.00046 | 0.00046 | 0.00046 | 0.00046 | 0.00046 | 0.00046 | 0.00046 | 0.00046 | 0.00046 | 0.00046 | 0.00046 | 0.00046 | 0.00046 | 0.00046 | 0.00046 | 0.00046 | 0.00046 | 0.00046 | 0.00046 | 0.00046 | 0.00046 | 0.00046 | 0.00046 | 0.00046 | 0.00046 | 0.00046 | 0.00046 | 0.00046 | 0.00046 | 0.00046 | 0.00046 | 0.00046 | 0.00046 | 0.00046 | 0.00046 | 0.00046 | 0.00046 | 0.00046 | 0.00046 | 0.00046 | 0.00046 | 0.00046 | 0.00046 | 0.00046 | 0.00046 | 0.00046 | 0.00046 | 0.00046 | 0.00046 | 0.00046 | 0.00046 | 0.00046 | 0.00046 | 0.00046 | 0.00046 | 0.00046 | 0.00046 | 0.00046 | 0.00046 | 0.00046 | 0.00046 | 0.00046 | 0.00046 | 0.00046 | 0.00046 | 0.00046 | 0.00046 | 0.00046 | 0.00046 | 0.00046 | 0.00046 | 0.00046 | 0.00046 | 0.00046 | 0.00046 | 0.00046 | 0.00046 | 0.00046
Hospital | Montreal-Trudeau Intl AP | 17353.5 | 3576.09 | 1291.57 | 4763.04 | 0 | 2610.78 | 0 | 2451.25 | 40.06 | 5.44 | 0 | 759.65 | 1855.62 | 0 | -1 | 0.00046 | 0.00046 | 0.00046 | 0.00046 | 0.00046 | 0.00046 | 0.00046 | 0.00046 | 0.00046 | 0.00046 | 0.00046 | 0.00046 | 0.00046 | 0.00046 | 0.00046 | 0.00046 | 0.00046 | 0.00046 | 0.00046 | 0.00046 | 0.00046 | 0.00046 | 0.00046 | 0.00046 | -1 | 0.00046 | 0.00046 | 0.00046 | 0.00046 | 0.00046 | 0.00046 | 0.00046 | 0.00046 | 0.00046 | 0.00046 | 0.00046 | 0.00046 | 0.00046 | -1 | -1 | 0.00046 | -1 | -1 | 0.00046 | 0.00046 | 0.00046 | 0.00046 | 0.00046 | 0.00046 | 0.00046 | 0.00046 | 0.00046 | 0.00046 | 0.00046 | 0.00046 | 0.00046 | 0.00046 | 0.00046 | 0.00046 | 0.00046 | 0.00046 | 0.00046 | 0.00046 | 0.00046 | 0.00046 | 0.00046 | 0.00046 | 0.00046 | 0.00046 | -1 | 0.00046 | 0.00046 | 0.00046 | 0.00046 | 0.00046 | 0.00046 | 0.00046 | 0.00046 | 0.00046 | 0.00046 | 0.00046 | 0.00046 | 0.00046 | 0.00046 | 0.00046 | 0.00046 | 0.00046 | 0.00046 | 0.00046 | 0.00046 | 0.00046 | 0.00046 | 0.00046 | 0.00046 | 0.00046 | 0.00046 | 0.00046 | 0.00046 | 0.00046 | 0.00046 | 0.00046 | 0.00046 | 0.00046 | 0.00046 | 0.00046 | 0.00046 | 0.00046 | 0.00046 | 0.00046 | 0.00046 | 0.00046 | 0.00046 | 0.00046 | 0.00046 | 0.00046 | 0.00046 | 0.00046 | 0.00046 | 0.00046 | 0.00046 | 0.00046 | 0.00046 | 0.00046 | 0.00046 | 0.00046 | 0.00046 | 0.00046 | 0.00046 | 0.00046 | 0.00046 | 0.00046 | 0.00046 | 0.00046 | 0.00046 | 0.00046 | 0.00046 | 0.00046 | 0.00046 | 0.00046 | 0.00046 | 0.00046 | 0.00046 | 0.00046 | 0.00046 | 0.00046 | 0.00046 | 0.00046 | 0.00046 | 0.00046 | 0.00046 | 0.00046 | 0.00046 | 0.00046 | 0.00046 | 0.00046 | 0.00046 | 0.00046 | 0.00046 | 0.00046 | -1 | -1
Outpatient | Montreal-Trudeau Intl AP | 3067.49 | 718.19 | 235.38 | 761.58 | 0 | 316.06 | 0 | 549.84 | 51.25 | 3.7 | 0 | 223.55 | 207.94 | 0 | 0.00046 | -1 | 0.00046 | -1 | -1 | -1 | 0.00046 | 0.00046 | 0.00046 | -1 | -1 | -1 | 0.00046 | -1 | 0.00046 | 0.00046 | -1 | -1 | 0.00046 | 0.00046 | -1 | -1 | 0.00046 | -1 | -1 | -1 | -1 | -1 | -1 | 0.00046 | 0.00046 | -1 | -1 | -1 | 0.00046 | -1 | 0.00046 | 0.00046 | 0.00046 | -1 | 0.00046 | 0.00046 | -1 | -1 | -1 | -1 | 0.00046 | 0.00046 | -1 | 0.00046 | 0.00046 | 0.00046 | -1 | 0.00046 | 0.00046 | 0.00046 | -1 | -1 | 0.00046 | 0.00046 | 0.00046 | 0.00046 | 0.00046 | 0.00046 | 0.00046 | 0.00046 | 0.00046 | 0.00046 | 0.00046 | 0.00046 | 0.00046 | 0.00046 | 0.00046 | 0.00046 | -1 | -1 | -1 | 0.00046 | -1 | 0.00046 | 0.00046 | -1 | -1 | -1 | -1 | -1 | -1 | 0.00046 | 0.00046 | 0.00046 | 0.00046 | -1 | 0.00046 | 0.00046 | 0.00046 | 0.00046 | 0.00046 | 0.00046 | 0.00046 | 0.00046 | 0.00046 | 0.00046 | 0.00046 | 0.00046 | 0.00046 | 0.00046 | 0.00046 | 0.00046 | 0.00046 | 0.00046 | 0.00046 | 0.00046 | 0.00046 | 0.00046 | 0.00046 | 0.00046 | 0.00046 | 0.00046
SecondarySchool | Edmonton Intl AP | 12835.06 | 5289.77 | 340.19 | 2115.96 | 0 | 693.97 | 0 | 1591.02 | 38.83 | 0 | 0 | 266.19 | 2499.14 | 0 | 0.00046 | 0.00046 | 0.00046 | 0.00046 | 0.00046 | 0.00046 | 0.00046 | 0.00046 | 0.00046 | 0.00046 | 0.00046 | 0.00046 | 0.00046 | 0.00046 | 0.00046 | 0.00046 | 0.00046 | 0.00046 | 0.00046 | 0.00046 | 0.00046 | 0.00046 | 0.00046 | 0.00046 | 0.00046 | 0.00046 | 0.00046 | 0.00046 | 0.00046 | 0.00046 | -1 | 0.00046 | 0.00046 | 0.00046 | 0.00046 | 0.00046 | 0.00046 | 0.00046 | 0.00046 | 0.00046 | 0.00046 | 0.00046 | 0.00046 | 0.00046 | 0.00046 | 0.00046
PrimarySchool | Edmonton Intl AP | 4735.37 | 2153.34 | 164.63 | 710.65 | 0 | 293.05 | 0 | 633.62 | 20.99 | 0 | 0 | 91.17 | 667.91 | 0 | 0.00046 | 0.00046 | 0.00046 | 0.00046 | 0.00046 | 0.00046 | 0.00046 | 0.00046 | 0.00046 | 0.00046 | 0.00046 | 0.00046 | 0.00046 | 0.00046 | 0.00046 | 0.00046 | 0.00046 | 0.00046 | 0.00046 | 0.00046 | 0.00046 | 0.00046 | 0.00046 | 0.00046 | 0.00046
SmallOffice | Edmonton Intl AP | 281.8 | 64.64 | 16.55 | 51.13 | 0 | 51.11 | 0 | 58.93 | 1.04 | 0 | 0 | 7.98 | 30.42 | 0 | 0.00046 | -1 | 0.00046 | 0.00046 | 0.00046 | 0.00046
MediumOffice | Edmonton Intl AP | 2782.02 | 1047.24 | 90.67 | 438.98 | 0 | 498.17 | 0 | 355.78 | 42.67 | 4.62 | 0 | 1 | 302.89 | 0 | -1 | -1 | -1 | 0.00046 | 0.00046 | 0.00046 | 0.00046 | 0.00046 | 0.00046 | 0.00046 | 0.00046 | 0.00046 | 0.00046 | 0.00046 | 0.00046 | 0.00046 | 0.00046 | 0.00046
LargeOffice | Edmonton Intl AP | 18987.04 | 4011.72 | 590.63 | 3971.51 | 0 | 4390.73 | 0 | 2917.57 | 468.06 | 39.28 | 0 | 61.87 | 2535.65 | 0 | -1 | -1 | -1 | -1 | -1 | -1 | -1 | -1 | 0.00046 | 0.00046 | 0.00046 | 0.00046 | 0.00046 | 0.00046 | 0.00046 | 0.00046 | 0.00046 | 0.00046 | 0.00046 | 0.00046 | 0.00046 | 0.00046 | 0.00046
SmallHotel | Edmonton Intl AP | 3235.44 | 1313.19 | 103.28 | 303.49 | 0 | 79.28 | 0 | 314.33 | 44.15 | 0.31 | 0 | 70.19 | 1007.22 | 0 | 0.00046 | 0.00046 | 0.00046 | 0.00046 | 0.00046 | 0.00046 | 0.00046 | 0.00046 | 0.00046 | 0.00046 | 0.00046 | 0.00046 | 0.00046 | 0.00046 | 0.00046 | 0.00046 | 0.00046 | 0.00046 | 0.00046 | 0.00046 | 0.00046 | 0.00046 | 0.00046 | 0.00046 | 0.00046 | 0.00046 | 0.00046 | 0.00046 | 0.00046 | 0.00046 | 0.00046 | 0.00046 | 0.00046 | 0.00046 | 0.00046 | 0.00046 | 0.00046 | 0.00046 | 0.00046 | 0.00046 | 0.00046 | 0.00046 | 0.00046 | 0.00046 | 0.00046 | 0.00046 | 0.00046 | 0.00046 | 0.00046 | 0.00046 | 0.00046 | 0.00046 | 0.00046 | 0.00046 | 0.00046 | 0.00046 | 0.00046 | 0.00046 | 0.00046 | 0.00046 | 0.00046 | 0.00046 | 0.00046 | 0.00046 | 0.00046 | 0.00046 | 0.00046
LargeHotel | Edmonton Intl AP | 9247.17 | 4456.2 | 315.09 | 1232.46 | 0 | 274.54 | 0 | 781.8 | 54.62 | 2.83 | 0 | 56.57 | 2073.07 | 0 | 0.00046 | -1 | 0.00046 | 0.00046 | 0.00046 | 0.00046 | 0.00046 | 0.00046 | 0.00046 | 0.00046 | 0.00046 | 0.00046 | 0.00046 | 0.00046 | 0.00046 | 0.00046 | 0.00046 | 0.00046 | 0.00046 | 0.00046 | 0.00046 | 0.00046 | 0.00046 | 0.00046 | 0.00046 | 0.00046 | 0.00046 | 0.00046 | 0.00046 | 0.00046 | 0.00046 | 0.00046 | 0.00046 | 0.00046 | 0.00046 | 0.00046 | 0.00046 | 0.00046 | 0.00046 | 0.00046 | 0.00046 | 0.00046 | 0.00046 | 0.00046 | 0.00046 | 0.00046 | 0.00046 | 0.00046 | 0.00046 | 0.00046 | 0.00046 | 0.00046 | 0.00046 | 0.00046 | 0.00046 | 0.00046 | 0.00046 | 0.00046 | 0.00046 | 0.00046 | 0.00046 | 0.00046 | 0.00046 | 0.00046 | 0.00046 | 0.00046
Warehouse | Edmonton Intl AP | 2457.28 | 1599.49 | 82.64 | 261.24 | 0 | 84.99 | 0 | 338.35 | 17.94 | 0 | 0 | 6.71 | 65.92 | 0 | 0.00046 | 0.00046 | 0.00046
RetailStandalone | Edmonton Intl AP | 1539.09 | 675.17 | 72.03 | 396.94 | 0 | 74.03 | 0 | 265.19 | 7.15 | 0 | 0 | 16.4 | 32.18 | 0 | 0.00046 | 0.00046 | 0.00046 | 0.00046 | 0.00046
RetailStripmall | Edmonton Intl AP | 1648.49 | 737.1 | 79.92 | 395.97 | 0 | 75.59 | 0 | 290.04 | 6.66 | 0 | 0 | 27.83 | 35.38 | 0 | 0.00046 | 0.00046 | 0.00046 | 0.00046 | 0.00046 | 0.00046 | 0.00046 | 0.00046 | 0.00046 | 0.00046
QuickServiceRestaurant | Edmonton Intl AP | 268.86 | 110.68 | 8 | 48.34 | 0 | 24.85 | 0 | 31.34 | 0.24 | 0 | 0 | 10.01 | 35.41 | 0 | 0.00046 | 0.00046 | 0.00046
FullServiceRestaurant | Edmonton Intl AP | 659.55 | 335.79 | 10.53 | 85.83 | 0 | 34.34 | 0 | 60.34 | 0.38 | 0 | 0 | 23.27 | 109.07 | 0 | 0.00046 | 0.00046 | 0.00046
MidriseApartment | Edmonton Intl AP | 2519.08 | 1061.31 | 151.7 | 130.3 | 0 | 191.87 | 0 | 128.09 | 32.66 | 0 | 0 | 3.11 | 820.05 | 0 | 0.00046 | 0.00046 | 0.00046 | 0.00046 | 0.00046 | 0.00046 | 0.00046 | 0.00046 | 0.00046 | 0.00046 | 0.00046 | 0.00046 | 0.00046 | 0.00046 | 0.00046 | 0.00046 | 0.00046 | 0.00046 | 0.00046 | 0.00046 | 0.00046 | 0.00046 | 0.00046 | 0.00046 | 0.00046 | 0.00046 | 0.00046
HighriseApartment | Edmonton Intl AP | 6313.73 | 2861.3 | 309.38 | 306.01 | 0 | 494.52 | 0 | 268.29 | 27.39 | 0.23 | 0 | 2.34 | 2044.27 | 0 | 0.00046 | 0.00046 | 0.00046 | 0.00046 | 0.00046 | 0.00046 | 0.00046 | 0.00046 | 0.00046 | 0.00046 | 0.00046 | 0.00046 | 0.00046 | 0.00046 | 0.00046 | 0.00046 | 0.00046 | 0.00046 | 0.00046 | 0.00046 | 0.00046 | 0.00046 | 0.00046 | 0.00046 | 0.00046 | 0.00046 | 0.00046 | 0.00046 | 0.00046 | 0.00046 | 0.00046 | 0.00046 | 0.00046 | 0.00046 | 0.00046 | 0.00046 | 0.00046 | 0.00046 | 0.00046 | 0.00046 | 0.00046 | 0.00046 | 0.00046 | 0.00046 | 0.00046 | 0.00046 | 0.00046 | 0.00046 | 0.00046 | 0.00046 | 0.00046 | 0.00046 | 0.00046 | 0.00046 | 0.00046 | 0.00046 | 0.00046 | 0.00046 | 0.00046 | 0.00046 | 0.00046 | 0.00046 | 0.00046 | 0.00046 | 0.00046 | 0.00046 | 0.00046 | 0.00046 | 0.00046 | 0.00046 | 0.00046 | 0.00046 | 0.00046 | 0.00046 | 0.00046 | 0.00046 | 0.00046 | 0.00046 | 0.00046 | 0.00046 | 0.00046 | 0.00046 | 0.00046 | 0.00046 | 0.00046 | 0.00046 | 0.00046 | 0.00046 | 0.00046 | 0.00046
Hospital | Edmonton Intl AP | 19411.48 | 5515.21 | 576.61 | 4763.04 | 0 | 2610.78 | 0 | 2526.42 | 68.83 | 1.95 | 0 | 749.15 | 2599.5 | 0 | -1 | 0.00046 | 0.00046 | 0.00046 | 0.00046 | 0.00046 | 0.00046 | 0.00046 | 0.00046 | 0.00046 | 0.00046 | 0.00046 | 0.00046 | 0.00046 | 0.00046 | 0.00046 | 0.00046 | 0.00046 | 0.00046 | 0.00046 | 0.00046 | 0.00046 | 0.00046 | 0.00046 | 0.00046 | -1 | 0.00046 | 0.00046 | 0.00046 | 0.00046 | 0.00046 | 0.00046 | 0.00046 | 0.00046 | 0.00046 | 0.00046 | 0.00046 | 0.00046 | 0.00046 | -1 | -1 | 0.00046 | -1 | -1 | 0.00046 | 0.00046 | 0.00046 | 0.00046 | 0.00046 | 0.00046 | 0.00046 | 0.00046 | 0.00046 | 0.00046 | 0.00046 | 0.00046 | 0.00046 | 0.00046 | 0.00046 | 0.00046 | 0.00046 | 0.00046 | 0.00046 | 0.00046 | 0.00046 | 0.00046 | 0.00046 | 0.00046 | 0.00046 | 0.00046 | -1 | 0.00046 | 0.00046 | 0.00046 | 0.00046 | 0.00046 | 0.00046 | 0.00046 | 0.00046 | 0.00046 | 0.00046 | 0.00046 | 0.00046 | 0.00046 | 0.00046 | 0.00046 | 0.00046 | 0.00046 | 0.00046 | 0.00046 | 0.00046 | 0.00046 | 0.00046 | 0.00046 | 0.00046 | 0.00046 | 0.00046 | 0.00046 | 0.00046 | 0.00046 | 0.00046 | 0.00046 | 0.00046 | 0.00046 | 0.00046 | 0.00046 | 0.00046 | 0.00046 | 0.00046 | 0.00046 | 0.00046 | 0.00046 | 0.00046 | 0.00046 | 0.00046 | 0.00046 | 0.00046 | 0.00046 | 0.00046 | 0.00046 | 0.00046 | 0.00046 | 0.00046 | 0.00046 | 0.00046 | 0.00046 | 0.00046 | 0.00046 | 0.00046 | 0.00046 | 0.00046 | 0.00046 | 0.00046 | 0.00046 | 0.00046 | 0.00046 | 0.00046 | 0.00046 | 0.00046 | 0.00046 | 0.00046 | 0.00046 | 0.00046 | 0.00046 | 0.00046 | 0.00046 | 0.00046 | 0.00046 | 0.00046 | 0.00046 | 0.00046 | 0.00046 | 0.00046 | 0.00046 | 0.00046 | 0.00046 | 0.00046 | 0.00046 | 0.00046 | 0.00046 | -1 | -1
Outpatient | Edmonton Intl AP | 3334.74 | 974.93 | 137.96 | 761.58 | 0 | 316.06 | 0 | 566.39 | 63.97 | 1.48 | 0 | 223.07 | 289.28 | 0 | 0.00046 | -1 | 0.00046 | -1 | -1 | -1 | 0.00046 | 0.00046 | 0.00046 | -1 | -1 | -1 | 0.00046 | -1 | 0.00046 | 0.00046 | -1 | -1 | 0.00046 | 0.00046 | -1 | -1 | 0.00046 | -1 | -1 | -1 | -1 | -1 | -1 | 0.00046 | 0.00046 | -1 | -1 | -1 | 0.00046 | -1 | 0.00046 | 0.00046 | 0.00046 | -1 | 0.00046 | 0.00046 | -1 | -1 | -1 | -1 | 0.00046 | 0.00046 | -1 | 0.00046 | 0.00046 | 0.00046 | -1 | 0.00046 | 0.00046 | 0.00046 | -1 | -1 | 0.00046 | 0.00046 | 0.00046 | 0.00046 | 0.00046 | 0.00046 | 0.00046 | 0.00046 | 0.00046 | 0.00046 | 0.00046 | 0.00046 | 0.00046 | 0.00046 | 0.00046 | 0.00046 | -1 | -1 | -1 | 0.00046 | -1 | 0.00046 | 0.00046 | -1 | -1 | -1 | -1 | -1 | -1 | 0.00046 | 0.00046 | 0.00046 | 0.00046 | -1 | 0.00046 | 0.00046 | 0.00046 | 0.00046 | 0.00046 | 0.00046 | 0.00046 | 0.00046 | 0.00046 | 0.00046 | 0.00046 | 0.00046 | 0.00046 | 0.00046 | 0.00046 | 0.00046 | 0.00046 | 0.00046 | 0.00046 | 0.00046 | 0.00046 | 0.00046 | 0.00046 | 0.00046 | 0.00046 | 0.00046
SecondarySchool | Fort McMurray AP | 14171.21 | 6727.3 | 325.57 | 2115.96 | 0 | 693.97 | 0 | 1443.95 | 38.66 | 0 | 0 | 287.44 | 2538.37 | 0 | 0.00046 | 0.00046 | 0.00046 | 0.00046 | 0.00046 | 0.00046 | 0.00046 | 0.00046 | 0.00046 | 0.00046 | 0.00046 | 0.00046 | 0.00046 | 0.00046 | 0.00046 | 0.00046 | 0.00046 | 0.00046 | 0.00046 | 0.00046 | 0.00046 | 0.00046 | 0.00046 | 0.00046 | 0.00046 | 0.00046 | 0.00046 | 0.00046 | 0.00046 | 0.00046 | -1 | 0.00046 | 0.00046 | 0.00046 | 0.00046 | 0.00046 | 0.00046 | 0.00046 | 0.00046 | 0.00046 | 0.00046 | 0.00046 | 0.00046 | 0.00046 | 0.00046 | 0.00046
PrimarySchool | Fort McMurray AP | 4998.07 | 2504.36 | 150.48 | 710.65 | 0 | 293.05 | 0 | 542.89 | 17.76 | 0 | 0 | 102.23 | 676.66 | 0 | 0.00046 | 0.00046 | 0.00046 | 0.00046 | 0.00046 | 0.00046 | 0.00046 | 0.00046 | 0.00046 | 0.00046 | 0.00046 | 0.00046 | 0.00046 | 0.00046 | 0.00046 | 0.00046 | 0.00046 | 0.00046 | 0.00046 | 0.00046 | 0.00046 | 0.00046 | 0.00046 | 0.00046 | 0.00046
SmallOffice | Fort McMurray AP | 291.82 | 85.94 | 13.79 | 51.13 | 0 | 51.11 | 0 | 50.19 | 0.95 | 0 | 0 | 7.98 | 30.72 | 0 | 0.00046 | -1 | 0.00046 | 0.00046 | 0.00046 | 0.00046
MediumOffice | Fort McMurray AP | 2584.72 | 1008.32 | 82.29 | 438.98 | 0 | 498.17 | 0 | 209.5 | 36.15 | 4.28 | 0 | 0.83 | 306.2 | 0 | -1 | -1 | -1 | 0.00046 | 0.00046 | 0.00046 | 0.00046 | 0.00046 | 0.00046 | 0.00046 | 0.00046 | 0.00046 | 0.00046 | 0.00046 | 0.00046 | 0.00046 | 0.00046 | 0.00046
LargeOffice | Fort McMurray AP | 18781.97 | 4270.79 | 573.01 | 3971.51 | 0 | 4390.73 | 0 | 2519.21 | 397.64 | 39.79 | 0 | 56.23 | 2563.05 | 0 | -1 | -1 | -1 | -1 | -1 | -1 | -1 | -1 | 0.00046 | 0.00046 | 0.00046 | 0.00046 | 0.00046 | 0.00046 | 0.00046 | 0.00046 | 0.00046 | 0.00046 | 0.00046 | 0.00046 | 0.00046 | 0.00046 | 0.00046
SmallHotel | Fort McMurray AP | 3350.7 | 1492.87 | 78.48 | 303.49 | 0 | 79.28 | 0 | 262.95 | 41.82 | 0.29 | 0 | 70.07 | 1021.44 | 0 | 0.00046 | 0.00046 | 0.00046 | 0.00046 | 0.00046 | 0.00046 | 0.00046 | 0.00046 | 0.00046 | 0.00046 | 0.00046 | 0.00046 | 0.00046 | 0.00046 | 0.00046 | 0.00046 | 0.00046 | 0.00046 | 0.00046 | 0.00046 | 0.00046 | 0.00046 | 0.00046 | 0.00046 | 0.00046 | 0.00046 | 0.00046 | 0.00046 | 0.00046 | 0.00046 | 0.00046 | 0.00046 | 0.00046 | 0.00046 | 0.00046 | 0.00046 | 0.00046 | 0.00046 | 0.00046 | 0.00046 | 0.00046 | 0.00046 | 0.00046 | 0.00046 | 0.00046 | 0.00046 | 0.00046 | 0.00046 | 0.00046 | 0.00046 | 0.00046 | 0.00046 | 0.00046 | 0.00046 | 0.00046 | 0.00046 | 0.00046 | 0.00046 | 0.00046 | 0.00046 | 0.00046 | 0.00046 | 0.00046 | 0.00046 | 0.00046 | 0.00046 | 0.00046
LargeHotel | Fort McMurray AP | 9510.21 | 4851.81 | 252.54 | 1232.46 | 0 | 274.54 | 0 | 677.07 | 54.65 | 2.89 | 0 | 60.42 | 2103.82 | 0 | 0.00046 | -1 | 0.00046 | 0.00046 | 0.00046 | 0.00046 | 0.00046 | 0.00046 | 0.00046 | 0.00046 | 0.00046 | 0.00046 | 0.00046 | 0.00046 | 0.00046 | 0.00046 | 0.00046 | 0.00046 | 0.00046 | 0.00046 | 0.00046 | 0.00046 | 0.00046 | 0.00046 | 0.00046 | 0.00046 | 0.00046 | 0.00046 | 0.00046 | 0.00046 | 0.00046 | 0.00046 | 0.00046 | 0.00046 | 0.00046 | 0.00046 | 0.00046 | 0.00046 | 0.00046 | 0.00046 | 0.00046 | 0.00046 | 0.00046 | 0.00046 | 0.00046 | 0.00046 | 0.00046 | 0.00046 | 0.00046 | 0.00046 | 0.00046 | 0.00046 | 0.00046 | 0.00046 | 0.00046 | 0.00046 | 0.00046 | 0.00046 | 0.00046 | 0.00046 | 0.00046 | 0.00046 | 0.00046 | 0.00046 | 0.00046 | 0.00046
Warehouse | Fort McMurray AP | 2386.3 | 1598.26 | 74.54 | 261.24 | 0 | 84.99 | 0 | 277.02 | 16.18 | 0 | 0 | 7.5 | 66.57 | 0 | 0.00046 | 0.00046 | 0.00046
RetailStandalone | Fort McMurray AP | 1575.83 | 760.77 | 60.36 | 396.94 | 0 | 74.03 | 0 | 227.5 | 6.56 | 0 | 0 | 17.2 | 32.48 | 0 | 0.00046 | 0.00046 | 0.00046 | 0.00046 | 0.00046
RetailStripmall | Fort McMurray AP | 1660.86 | 805.24 | 63.74 | 395.97 | 0 | 75.59 | 0 | 251.23 | 5.01 | 0 | 0 | 28.37 | 35.73 | 0 | 0.00046 | 0.00046 | 0.00046 | 0.00046 | 0.00046 | 0.00046 | 0.00046 | 0.00046 | 0.00046 | 0.00046
QuickServiceRestaurant | Fort McMurray AP | 295.82 | 142.84 | 6.56 | 48.34 | 0 | 24.85 | 0 | 27.1 | 0.19 | 0 | 0 | 10.01 | 35.91 | 0 | 0.00046 | 0.00046 | 0.00046
FullServiceRestaurant | Fort McMurray AP | 740.63 | 418.94 | 9.25 | 85.83 | 0 | 34.34 | 0 | 58.08 | 0.31 | 0 | 0 | 23.27 | 110.6 | 0 | 0.00046 | 0.00046 | 0.00046
MidriseApartment | Fort McMurray AP | 2120.78 | 687.3 | 113.15 | 130.3 | 0 | 191.87 | 0 | 108.94 | 27.01 | 0 | 0 | 30.55 | 831.67 | 0 | 0.00046 | 0.00046 | 0.00046 | 0.00046 | 0.00046 | 0.00046 | 0.00046 | 0.00046 | 0.00046 | 0.00046 | 0.00046 | 0.00046 | 0.00046 | 0.00046 | 0.00046 | 0.00046 | 0.00046 | 0.00046 | 0.00046 | 0.00046 | 0.00046 | 0.00046 | 0.00046 | 0.00046 | 0.00046 | 0.00046 | 0.00046
HighriseApartment | Fort McMurray AP | 6464.14 | 3080.85 | 238.35 | 306.01 | 0 | 494.52 | 0 | 242.07 | 27.57 | 0.19 | 0 | 1.51 | 2073.07 | 0 | 0.00046 | 0.00046 | 0.00046 | 0.00046 | 0.00046 | 0.00046 | 0.00046 | 0.00046 | 0.00046 | 0.00046 | 0.00046 | 0.00046 | 0.00046 | 0.00046 | 0.00046 | 0.00046 | 0.00046 | 0.00046 | 0.00046 | 0.00046 | 0.00046 | 0.00046 | 0.00046 | 0.00046 | 0.00046 | 0.00046 | 0.00046 | 0.00046 | 0.00046 | 0.00046 | 0.00046 | 0.00046 | 0.00046 | 0.00046 | 0.00046 | 0.00046 | 0.00046 | 0.00046 | 0.00046 | 0.00046 | 0.00046 | 0.00046 | 0.00046 | 0.00046 | 0.00046 | 0.00046 | 0.00046 | 0.00046 | 0.00046 | 0.00046 | 0.00046 | 0.00046 | 0.00046 | 0.00046 | 0.00046 | 0.00046 | 0.00046 | 0.00046 | 0.00046 | 0.00046 | 0.00046 | 0.00046 | 0.00046 | 0.00046 | 0.00046 | 0.00046 | 0.00046 | 0.00046 | 0.00046 | 0.00046 | 0.00046 | 0.00046 | 0.00046 | 0.00046 | 0.00046 | 0.00046 | 0.00046 | 0.00046 | 0.00046 | 0.00046 | 0.00046 | 0.00046 | 0.00046 | 0.00046 | 0.00046 | 0.00046 | 0.00046 | 0.00046 | 0.00046 | 0.00046
Hospital | Fort McMurray AP | 21286.65 | 7639.44 | 547.38 | 4763.04 | 0 | 2610.78 | 0 | 2270.81 | 55.75 | 2.06 | 0 | 758.88 | 2638.52 | 0 | -1 | 0.00046 | 0.00046 | 0.00046 | 0.00046 | 0.00046 | 0.00046 | 0.00046 | 0.00046 | 0.00046 | 0.00046 | 0.00046 | 0.00046 | 0.00046 | 0.00046 | 0.00046 | 0.00046 | 0.00046 | 0.00046 | 0.00046 | 0.00046 | 0.00046 | 0.00046 | 0.00046 | 0.00046 | -1 | 0.00046 | 0.00046 | 0.00046 | 0.00046 | 0.00046 | 0.00046 | 0.00046 | 0.00046 | 0.00046 | 0.00046 | 0.00046 | 0.00046 | 0.00046 | -1 | -1 | 0.00046 | -1 | -1 | 0.00046 | 0.00046 | 0.00046 | 0.00046 | 0.00046 | 0.00046 | 0.00046 | 0.00046 | 0.00046 | 0.00046 | 0.00046 | 0.00046 | 0.00046 | 0.00046 | 0.00046 | 0.00046 | 0.00046 | 0.00046 | 0.00046 | 0.00046 | 0.00046 | 0.00046 | 0.00046 | 0.00046 | 0.00046 | 0.00046 | -1 | 0.00046 | 0.00046 | 0.00046 | 0.00046 | 0.00046 | 0.00046 | 0.00046 | 0.00046 | 0.00046 | 0.00046 | 0.00046 | 0.00046 | 0.00046 | 0.00046 | 0.00046 | 0.00046 | 0.00046 | 0.00046 | 0.00046 | 0.00046 | 0.00046 | 0.00046 | 0.00046 | 0.00046 | 0.00046 | 0.00046 | 0.00046 | 0.00046 | 0.00046 | 0.00046 | 0.00046 | 0.00046 | 0.00046 | 0.00046 | 0.00046 | 0.00046 | 0.00046 | 0.00046 | 0.00046 | 0.00046 | 0.00046 | 0.00046 | 0.00046 | 0.00046 | 0.00046 | 0.00046 | 0.00046 | 0.00046 | 0.00046 | 0.00046 | 0.00046 | 0.00046 | 0.00046 | 0.00046 | 0.00046 | 0.00046 | 0.00046 | 0.00046 | 0.00046 | 0.00046 | 0.00046 | 0.00046 | 0.00046 | 0.00046 | 0.00046 | 0.00046 | 0.00046 | 0.00046 | 0.00046 | 0.00046 | 0.00046 | 0.00046 | 0.00046 | 0.00046 | 0.00046 | 0.00046 | 0.00046 | 0.00046 | 0.00046 | 0.00046 | 0.00046 | 0.00046 | 0.00046 | 0.00046 | 0.00046 | 0.00046 | 0.00046 | 0.00046 | 0.00046 | -1 | -1
Outpatient | Fort McMurray AP | 3524.95 | 1272.37 | 115.82 | 761.58 | 0 | 316.06 | 0 | 488.34 | 52.89 | 1.45 | 0 | 223.09 | 293.33 | 0 | 0.00046 | -1 | 0.00046 | -1 | -1 | -1 | 0.00046 | 0.00046 | 0.00046 | -1 | -1 | -1 | 0.00046 | -1 | 0.00046 | 0.00046 | -1 | -1 | 0.00046 | 0.00046 | -1 | -1 | 0.00046 | -1 | -1 | -1 | -1 | -1 | -1 | 0.00046 | 0.00046 | -1 | -1 | -1 | 0.00046 | -1 | 0.00046 | 0.00046 | 0.00046 | -1 | 0.00046 | 0.00046 | -1 | -1 | -1 | -1 | 0.00046 | 0.00046 | -1 | 0.00046 | 0.00046 | 0.00046 | -1 | 0.00046 | 0.00046 | 0.00046 | -1 | -1 | 0.00046 | 0.00046 | 0.00046 | 0.00046 | 0.00046 | 0.00046 | 0.00046 | 0.00046 | 0.00046 | 0.00046 | 0.00046 | 0.00046 | 0.00046 | 0.00046 | 0.00046 | 0.00046 | -1 | -1 | -1 | 0.00046 | -1 | 0.00046 | 0.00046 | -1 | -1 | -1 | -1 | -1 | -1 | 0.00046 | 0.00046 | 0.00046 | 0.00046 | -1 | 0.00046 | 0.00046 | 0.00046 | 0.00046 | 0.00046 | 0.00046 | 0.00046 | 0.00046 | 0.00046 | 0.00046 | 0.00046 | 0.00046 | 0.00046 | 0.00046 | 0.00046 | 0.00046 | 0.00046 | 0.00046 | 0.00046 | 0.00046 | 0.00046 | 0.00046 | 0.00046 | 0.00046 | 0.00046 | 0.00046
SecondarySchool | Yellowknife AP | 15100.44 | 8405.77 | 212.28 | 2115.96 | 0 | 693.97 | 0 | 1373.67 | 39.01 | 0 | 0 | 312.91 | 1946.86 | 0 | 0.00046 | 0.00046 | 0.00046 | 0.00046 | 0.00046 | 0.00046 | 0.00046 | 0.00046 | 0.00046 | 0.00046 | 0.00046 | 0.00046 | 0.00046 | 0.00046 | 0.00046 | 0.00046 | 0.00046 | 0.00046 | 0.00046 | 0.00046 | 0.00046 | 0.00046 | 0.00046 | 0.00046 | 0.00046 | 0.00046 | 0.00046 | 0.00046 | 0.00046 | 0.00046 | -1 | 0.00046 | 0.00046 | 0.00046 | 0.00046 | 0.00046 | 0.00046 | 0.00046 | 0.00046 | 0.00046 | 0.00046 | 0.00046 | 0.00046 | 0.00046 | 0.00046 | 0.00046
PrimarySchool | Yellowknife AP | 5495.8 | 3180.98 | 103.32 | 710.65 | 0 | 293.05 | 0 | 508.78 | 18.16 | 0 | 0 | 112.96 | 567.9 | 0 | 0.00046 | 0.00046 | 0.00046 | 0.00046 | 0.00046 | 0.00046 | 0.00046 | 0.00046 | 0.00046 | 0.00046 | 0.00046 | 0.00046 | 0.00046 | 0.00046 | 0.00046 | 0.00046 | 0.00046 | 0.00046 | 0.00046 | 0.00046 | 0.00046 | 0.00046 | 0.00046 | 0.00046 | 0.00046
SmallOffice | Yellowknife AP | 348.98 | 126.16 | 12.84 | 51.13 | 0 | 51.11 | 0 | 68.62 | 0.98 | 0 | 0 | 10.97 | 27.16 | 0 | 0.00046 | -1 | 0.00046 | 0.00046 | 0.00046 | 0.00046
MediumOffice | Yellowknife AP | 2326.03 | 848.98 | 55.14 | 438.98 | 0 | 498.17 | 0 | 199.24 | 28.02 | 2.76 | 0 | 0.46 | 254.28 | 0 | -1 | -1 | -1 | 0.00046 | 0.00046 | 0.00046 | 0.00046 | 0.00046 | 0.00046 | 0.00046 | 0.00046 | 0.00046 | 0.00046 | 0.00046 | 0.00046 | 0.00046 | 0.00046 | 0.00046
LargeOffice | Yellowknife AP | 18504.94 | 4965.7 | 390.2 | 3971.51 | 0 | 4390.73 | 0 | 2314.4 | 260.69 | 26.45 | 0 | 37.18 | 2148.08 | 0 | -1 | -1 | -1 | -1 | -1 | -1 | -1 | -1 | 0.00046 | 0.00046 | 0.00046 | 0.00046 | 0.00046 | 0.00046 | 0.00046 | 0.00046 | 0.00046 | 0.00046 | 0.00046 | 0.00046 | 0.00046 | 0.00046 | 0.00046
SmallHotel | Yellowknife AP | 3625.76 | 2012.77 | 67.68 | 303.49 | 0 | 79.28 | 0 | 239.68 | 38.35 | 0.23 | 0 | 70.06 | 814.2 | 0 | 0.00046 | 0.00046 | 0.00046 | 0.00046 | 0.00046 | 0.00046 | 0.00046 | 0.00046 | 0.00046 | 0.00046 | 0.00046 | 0.00046 | 0.00046 | 0.00046 | 0.00046 | 0.00046 | 0.00046 | 0.00046 | 0.00046 | 0.00046 | 0.00046 | 0.00046 | 0.00046 | 0.00046 | 0.00046 | 0.00046 | 0.00046 | 0.00046 | 0.00046 | 0.00046 | 0.00046 | 0.00046 | 0.00046 | 0.00046 | 0.00046 | 0.00046 | 0.00046 | 0.00046 | 0.00046 | 0.00046 | 0.00046 | 0.00046 | 0.00046 | 0.00046 | 0.00046 | 0.00046 | 0.00046 | 0.00046 | 0.00046 | 0.00046 | 0.00046 | 0.00046 | 0.00046 | 0.00046 | 0.00046 | 0.00046 | 0.00046 | 0.00046 | 0.00046 | 0.00046 | 0.00046 | 0.00046 | 0.00046 | 0.00046 | 0.00046 | 0.00046 | 0.00046
LargeHotel | Yellowknife AP | 10103.82 | 6033.88 | 191.88 | 1232.46 | 0 | 274.54 | 0 | 553.16 | 42.24 | 1.75 | 0 | 65.9 | 1708.02 | 0 | 0.00046 | -1 | 0.00046 | 0.00046 | 0.00046 | 0.00046 | 0.00046 | 0.00046 | 0.00046 | 0.00046 | 0.00046 | 0.00046 | 0.00046 | 0.00046 | 0.00046 | 0.00046 | 0.00046 | 0.00046 | 0.00046 | 0.00046 | 0.00046 | 0.00046 | 0.00046 | 0.00046 | 0.00046 | 0.00046 | 0.00046 | 0.00046 | 0.00046 | 0.00046 | 0.00046 | 0.00046 | 0.00046 | 0.00046 | 0.00046 | 0.00046 | 0.00046 | 0.00046 | 0.00046 | 0.00046 | 0.00046 | 0.00046 | 0.00046 | 0.00046 | 0.00046 | 0.00046 | 0.00046 | 0.00046 | 0.00046 | 0.00046 | 0.00046 | 0.00046 | 0.00046 | 0.00046 | 0.00046 | 0.00046 | 0.00046 | 0.00046 | 0.00046 | 0.00046 | 0.00046 | 0.00046 | 0.00046 | 0.00046 | 0.00046 | 0.00046
Warehouse | Yellowknife AP | 2744.08 | 2019.87 | 45.2 | 261.24 | 0 | 84.99 | 0 | 249.77 | 17.55 | 0 | 0 | 8.11 | 57.35 | 0 | 0.00046 | 0.00046 | 0.00046
RetailStandalone | Yellowknife AP | 1720.43 | 933.44 | 50.53 | 396.94 | 0 | 74.03 | 0 | 208.2 | 6.53 | 0 | 0 | 22.26 | 28.48 | 0 | 0.00046 | 0.00046 | 0.00046 | 0.00046 | 0.00046
RetailStripmall | Yellowknife AP | 1892.55 | 1083.3 | 42.41 | 395.97 | 0 | 75.59 | 0 | 229.61 | 5.21 | 0 | 0 | 29.24 | 31.22 | 0 | 0.00046 | 0.00046 | 0.00046 | 0.00046 | 0.00046 | 0.00046 | 0.00046 | 0.00046 | 0.00046 | 0.00046
QuickServiceRestaurant | Yellowknife AP | 339.61 | 192.5 | 5.79 | 48.34 | 0 | 24.85 | 0 | 26.32 | 0.21 | 0 | 0 | 10.01 | 31.58 | 0 | 0.00046 | 0.00046 | 0.00046
FullServiceRestaurant | Yellowknife AP | 802.74 | 500.29 | 7.21 | 85.83 | 0 | 34.34 | 0 | 58.14 | 0.35 | 0 | 0 | 23.27 | 93.3 | 0 | 0.00046 | 0.00046 | 0.00046
MidriseApartment | Yellowknife AP | 2347.77 | 1061.49 | 98.36 | 130.3 | 0 | 191.87 | 0 | 112.68 | 27.97 | 0 | 0 | 32.97 | 692.13 | 0 | 0.00046 | 0.00046 | 0.00046 | 0.00046 | 0.00046 | 0.00046 | 0.00046 | 0.00046 | 0.00046 | 0.00046 | 0.00046 | 0.00046 | 0.00046 | 0.00046 | 0.00046 | 0.00046 | 0.00046 | 0.00046 | 0.00046 | 0.00046 | 0.00046 | 0.00046 | 0.00046 | 0.00046 | 0.00046 | 0.00046 | 0.00046
HighriseApartment | Yellowknife AP | 6948.59 | 3946.34 | 210.04 | 306.01 | 0 | 494.52 | 0 | 235.73 | 28.92 | 0.15 | 0 | 1.31 | 1725.57 | 0 | 0.00046 | 0.00046 | 0.00046 | 0.00046 | 0.00046 | 0.00046 | 0.00046 | 0.00046 | 0.00046 | 0.00046 | 0.00046 | 0.00046 | 0.00046 | 0.00046 | 0.00046 | 0.00046 | 0.00046 | 0.00046 | 0.00046 | 0.00046 | 0.00046 | 0.00046 | 0.00046 | 0.00046 | 0.00046 | 0.00046 | 0.00046 | 0.00046 | 0.00046 | 0.00046 | 0.00046 | 0.00046 | 0.00046 | 0.00046 | 0.00046 | 0.00046 | 0.00046 | 0.00046 | 0.00046 | 0.00046 | 0.00046 | 0.00046 | 0.00046 | 0.00046 | 0.00046 | 0.00046 | 0.00046 | 0.00046 | 0.00046 | 0.00046 | 0.00046 | 0.00046 | 0.00046 | 0.00046 | 0.00046 | 0.00046 | 0.00046 | 0.00046 | 0.00046 | 0.00046 | 0.00046 | 0.00046 | 0.00046 | 0.00046 | 0.00046 | 0.00046 | 0.00046 | 0.00046 | 0.00046 | 0.00046 | 0.00046 | 0.00046 | 0.00046 | 0.00046 | 0.00046 | 0.00046 | 0.00046 | 0.00046 | 0.00046 | 0.00046 | 0.00046 | 0.00046 | 0.00046 | 0.00046 | 0.00046 | 0.00046 | 0.00046 | 0.00046 | 0.00046 | 0.00046
Hospital | Yellowknife AP | 23553.04 | 10639.09 | 398.24 | 4763.04 | 0 | 2610.78 | 0 | 2117.17 | 33.66 | 1.26 | 0 | 766.67 | 2223.14 | 0 | -1 | 0.00046 | 0.00046 | 0.00046 | 0.00046 | 0.00046 | 0.00046 | 0.00046 | 0.00046 | 0.00046 | 0.00046 | 0.00046 | 0.00046 | 0.00046 | 0.00046 | 0.00046 | 0.00046 | 0.00046 | 0.00046 | 0.00046 | 0.00046 | 0.00046 | 0.00046 | 0.00046 | 0.00046 | -1 | 0.00046 | 0.00046 | 0.00046 | 0.00046 | 0.00046 | 0.00046 | 0.00046 | 0.00046 | 0.00046 | 0.00046 | 0.00046 | 0.00046 | 0.00046 | -1 | -1 | 0.00046 | -1 | -1 | 0.00046 | 0.00046 | 0.00046 | 0.00046 | 0.00046 | 0.00046 | 0.00046 | 0.00046 | 0.00046 | 0.00046 | 0.00046 | 0.00046 | 0.00046 | 0.00046 | 0.00046 | 0.00046 | 0.00046 | 0.00046 | 0.00046 | 0.00046 | 0.00046 | 0.00046 | 0.00046 | 0.00046 | 0.00046 | 0.00046 | -1 | 0.00046 | 0.00046 | 0.00046 | 0.00046 | 0.00046 | 0.00046 | 0.00046 | 0.00046 | 0.00046 | 0.00046 | 0.00046 | 0.00046 | 0.00046 | 0.00046 | 0.00046 | 0.00046 | 0.00046 | 0.00046 | 0.00046 | 0.00046 | 0.00046 | 0.00046 | 0.00046 | 0.00046 | 0.00046 | 0.00046 | 0.00046 | 0.00046 | 0.00046 | 0.00046 | 0.00046 | 0.00046 | 0.00046 | 0.00046 | 0.00046 | 0.00046 | 0.00046 | 0.00046 | 0.00046 | 0.00046 | 0.00046 | 0.00046 | 0.00046 | 0.00046 | 0.00046 | 0.00046 | 0.00046 | 0.00046 | 0.00046 | 0.00046 | 0.00046 | 0.00046 | 0.00046 | 0.00046 | 0.00046 | 0.00046 | 0.00046 | 0.00046 | 0.00046 | 0.00046 | 0.00046 | 0.00046 | 0.00046 | 0.00046 | 0.00046 | 0.00046 | 0.00046 | 0.00046 | 0.00046 | 0.00046 | 0.00046 | 0.00046 | 0.00046 | 0.00046 | 0.00046 | 0.00046 | 0.00046 | 0.00046 | 0.00046 | 0.00046 | 0.00046 | 0.00046 | 0.00046 | 0.00046 | 0.00046 | 0.00046 | 0.00046 | 0.00046 | 0.00046 | -1 | -1
Outpatient | Yellowknife AP | 3941.4 | 1781.29 | 104.47 | 761.58 | 0 | 316.06 | 0 | 467.55 | 31.57 | 1.68 | 0 | 228.69 | 248.51 | 0 | 0.00046 | -1 | 0.00046 | -1 | -1 | -1 | 0.00046 | 0.00046 | 0.00046 | -1 | -1 | -1 | 0.00046 | -1 | 0.00046 | 0.00046 | -1 | -1 | 0.00046 | 0.00046 | -1 | -1 | 0.00046 | -1 | -1 | -1 | -1 | -1 | -1 | 0.00046 | 0.00046 | -1 | -1 | -1 | 0.00046 | -1 | 0.00046 | 0.00046 | 0.00046 | -1 | 0.00046 | 0.00046 | -1 | -1 | -1 | -1 | 0.00046 | 0.00046 | -1 | 0.00046 | 0.00046 | 0.00046 | -1 | 0.00046 | 0.00046 | 0.00046 | -1 | -1 | 0.00046 | 0.00046 | 0.00046 | 0.00046 | 0.00046 | 0.00046 | 0.00046 | 0.00046 | 0.00046 | 0.00046 | 0.00046 | 0.00046 | 0.00046 | 0.00046 | 0.00046 | 0.00046 | -1 | -1 | -1 | 0.00046 | -1 | 0.00046 | 0.00046 | -1 | -1 | -1 | -1 | -1 | -1 | 0.00046 | 0.00046 | 0.00046 | 0.00046 | -1 | 0.00046 | 0.00046 | 0.00046 | 0.00046 | 0.00046 | 0.00046 | 0.00046 | 0.00046 | 0.00046 | 0.00046 | 0.00046 | 0.00046 | 0.00046 | 0.00046 | 0.00046 | 0.00046 | 0.00046 | 0.00046 | 0.00046 | 0.00046 | 0.00046 | 0.00046 | 0.00046 | 0.00046 | 0.00046 | 0.00046

## D
name | city | total_end_uses_gj | heating_gj | cooling_gj | interior_lighting_gj | exterior_lighting_gj | interior_equipment_gj | exterior_equipment_gj | fans_gj | pumps_gj | heat_rejection_gj | humidification_gj | heat_recovery_gj | water_systems_gj | refrigeration_gj | infiltration_flow_per_m2
SecondarySchool | Victoria Intl AP | 11093.14 | 4030.33 | 293.82 | 2115.96 | 0 | 693.97 | 0 | 1582.95 | 38.66 | 0 | 0 | 159.54 | 2177.91 | 0 | 0.00136 | 0.00136 | 0.00136 | 0.00136 | 0.00136 | 0.00136 | 0.00136 | 0.00136 | 0.00136 | 0.00136 | 0.00136 | 0.00136 | 0.00136 | 0.00136 | 0.00136 | 0.00136 | 0.00136 | 0.00136 | 0.00136 | 0.00136 | 0.00136 | 0.00136 | 0.00136 | 0.00136 | 0.00136 | 0.00136 | 0.00136 | 0.00136 | 0.00136 | 0.00136 | -1 | 0.00136 | 0.00136 | 0.00136 | 0.00136 | 0.00136 | 0.00136 | 0.00136 | 0.00136 | 0.00136 | 0.00136 | 0.00136 | 0.00136 | 0.00136 | 0.00136 | 0.00136
PrimarySchool | Victoria Intl AP | 4329.16 | 1901.52 | 157.27 | 710.65 | 0 | 293.05 | 0 | 631.84 | 21.26 | 0 | 0 | 33.25 | 580.32 | 0 | 0.00136 | 0.00136 | 0.00136 | 0.00136 | 0.00136 | 0.00136 | 0.00136 | 0.00136 | 0.00136 | 0.00136 | 0.00136 | 0.00136 | 0.00136 | 0.00136 | 0.00136 | 0.00136 | 0.00136 | 0.00136 | 0.00136 | 0.00136 | 0.00136 | 0.00136 | 0.00136 | 0.00136 | 0.00136
SmallOffice | Victoria Intl AP | 253.31 | 52.75 | 15.84 | 51.13 | 0 | 51.11 | 0 | 55.04 | 0.84 | 0 | 0 | 0 | 26.58 | 0 | 0.00136 | -1 | 0.00136 | 0.00136 | 0.00136 | 0.00136
MediumOffice | Victoria Intl AP | 2591.38 | 933.54 | 93.77 | 438.98 | 0 | 498.17 | 0 | 272.72 | 84.38 | 4.46 | 0 | 0 | 265.35 | 0 | -1 | -1 | -1 | 0.00136 | 0.00136 | 0.00136 | 0.00136 | 0.00136 | 0.00136 | 0.00136 | 0.00136 | 0.00136 | 0.00136 | 0.00136 | 0.00136 | 0.00136 | 0.00136 | 0.00136
LargeOffice | Victoria Intl AP | 18431.25 | 3864.43 | 630.46 | 3971.51 | 0 | 4390.73 | 0 | 2733.62 | 563.82 | 41.22 | 0 | 38.12 | 2197.32 | 0 | -1 | -1 | -1 | -1 | -1 | -1 | -1 | -1 | 0.00136 | 0.00136 | 0.00136 | 0.00136 | 0.00136 | 0.00136 | 0.00136 | 0.00136 | 0.00136 | 0.00136 | 0.00136 | 0.00136 | 0.00136 | 0.00136 | 0.00136
SmallHotel | Victoria Intl AP | 2808.59 | 1075.63 | 93.6 | 303.49 | 0 | 79.28 | 0 | 323.93 | 41.41 | 0.34 | 0 | 11.91 | 878.99 | 0 | 0.00136 | 0.00136 | 0.00136 | 0.00136 | 0.00136 | 0.00136 | 0.00136 | 0.00136 | 0.00136 | 0.00136 | 0.00136 | 0.00136 | 0.00136 | 0.00136 | 0.00136 | 0.00136 | 0.00136 | 0.00136 | 0.00136 | 0.00136 | 0.00136 | 0.00136 | 0.00136 | 0.00136 | 0.00136 | 0.00136 | 0.00136 | 0.00136 | 0.00136 | 0.00136 | 0.00136 | 0.00136 | 0.00136 | 0.00136 | 0.00136 | 0.00136 | 0.00136 | 0.00136 | 0.00136 | 0.00136 | 0.00136 | 0.00136 | 0.00136 | 0.00136 | 0.00136 | 0.00136 | 0.00136 | 0.00136 | 0.00136 | 0.00136 | 0.00136 | 0.00136 | 0.00136 | 0.00136 | 0.00136 | 0.00136 | 0.00136 | 0.00136 | 0.00136 | 0.00136 | 0.00136 | 0.00136 | 0.00136 | 0.00136 | 0.00136 | 0.00136 | 0.00136
LargeHotel | Victoria Intl AP | 7616.83 | 3030.27 | 305.76 | 1232.46 | 0 | 274.54 | 0 | 865.1 | 62.91 | 3.01 | 0 | 38.01 | 1804.76 | 0 | 0.00136 | -1 | 0.00136 | 0.00136 | 0.00136 | 0.00136 | 0.00136 | 0.00136 | 0.00136 | 0.00136 | 0.00136 | 0.00136 | 0.00136 | 0.00136 | 0.00136 | 0.00136 | 0.00136 | 0.00136 | 0.00136 | 0.00136 | 0.00136 | 0.00136 | 0.00136 | 0.00136 | 0.00136 | 0.00136 | 0.00136 | 0.00136 | 0.00136 | 0.00136 | 0.00136 | 0.00136 | 0.00136 | 0.00136 | 0.00136 | 0.00136 | 0.00136 | 0.00136 | 0.00136 | 0.00136 | 0.00136 | 0.00136 | 0.00136 | 0.00136 | 0.00136 | 0.00136 | 0.00136 | 0.00136 | 0.00136 | 0.00136 | 0.00136 | 0.00136 | 0.00136 | 0.00136 | 0.00136 | 0.00136 | 0.00136 | 0.00136 | 0.00136 | 0.00136 | 0.00136 | 0.00136 | 0.00136 | 0.00136 | 0.00136 | 0.00136
Warehouse | Victoria Intl AP | 2562.05 | 1701.91 | 76.47 | 261.24 | 0 | 84.99 | 0 | 357.25 | 22.55 | 0 | 0 | 0 | 57.65 | 0 | 0.00136 | 0.00136 | 0.00136
RetailStandalone | Victoria Intl AP | 1501.79 | 663.83 | 67.62 | 396.94 | 0 | 74.03 | 0 | 263.69 | 7.17 | 0 | 0 | 0 | 28.53 | 0 | 0.00136 | 0.00136 | 0.00136 | 0.00136 | 0.00136
RetailStripmall | Victoria Intl AP | 1682.08 | 805.69 | 73.17 | 395.97 | 0 | 75.59 | 0 | 292.43 | 7.85 | 0 | 0 | 0 | 31.38 | 0 | 0.00136 | 0.00136 | 0.00136 | 0.00136 | 0.00136 | 0.00136 | 0.00136 | 0.00136 | 0.00136 | 0.00136
QuickServiceRestaurant | Victoria Intl AP | 227.06 | 78.02 | 7.55 | 48.34 | 0 | 24.85 | 0 | 30.54 | 0.17 | 0 | 0 | 6.8 | 30.79 | 0 | 0.00136 | 0.00136 | 0.00136
FullServiceRestaurant | Victoria Intl AP | 514.5 | 209.46 | 9.23 | 85.83 | 0 | 34.34 | 0 | 60.72 | 0.26 | 0 | 0 | 19.62 | 95.03 | 0 | 0.00136 | 0.00136 | 0.00136
MidriseApartment | Victoria Intl AP | 1810.23 | 415.21 | 148.01 | 130.3 | 0 | 191.87 | 0 | 160.76 | 23.28 | 0 | 0 | 28.25 | 712.55 | 0 | 0.00136 | 0.00136 | 0.00136 | 0.00136 | 0.00136 | 0.00136 | 0.00136 | 0.00136 | 0.00136 | 0.00136 | 0.00136 | 0.00136 | 0.00136 | 0.00136 | 0.00136 | 0.00136 | 0.00136 | 0.00136 | 0.00136 | 0.00136 | 0.00136 | 0.00136 | 0.00136 | 0.00136 | 0.00136 | 0.00136 | 0.00136
HighriseApartment | Victoria Intl AP | 4913.92 | 1695.89 | 289.01 | 306.01 | 0 | 494.52 | 0 | 274.34 | 81.27 | 0.28 | 0 | 0.91 | 1771.68 | 0 | 0.00136 | 0.00136 | 0.00136 | 0.00136 | 0.00136 | 0.00136 | 0.00136 | 0.00136 | 0.00136 | 0.00136 | 0.00136 | 0.00136 | 0.00136 | 0.00136 | 0.00136 | 0.00136 | 0.00136 | 0.00136 | 0.00136 | 0.00136 | 0.00136 | 0.00136 | 0.00136 | 0.00136 | 0.00136 | 0.00136 | 0.00136 | 0.00136 | 0.00136 | 0.00136 | 0.00136 | 0.00136 | 0.00136 | 0.00136 | 0.00136 | 0.00136 | 0.00136 | 0.00136 | 0.00136 | 0.00136 | 0.00136 | 0.00136 | 0.00136 | 0.00136 | 0.00136 | 0.00136 | 0.00136 | 0.00136 | 0.00136 | 0.00136 | 0.00136 | 0.00136 | 0.00136 | 0.00136 | 0.00136 | 0.00136 | 0.00136 | 0.00136 | 0.00136 | 0.00136 | 0.00136 | 0.00136 | 0.00136 | 0.00136 | 0.00136 | 0.00136 | 0.00136 | 0.00136 | 0.00136 | 0.00136 | 0.00136 | 0.00136 | 0.00136 | 0.00136 | 0.00136 | 0.00136 | 0.00136 | 0.00136 | 0.00136 | 0.00136 | 0.00136 | 0.00136 | 0.00136 | 0.00136 | 0.00136 | 0.00136 | 0.00136 | 0.00136 | 0.00136 | 0.00136
Hospital | Victoria Intl AP | 17150.21 | 4015.02 | 541.55 | 4763.04 | 0 | 2610.78 | 0 | 2514.32 | 87.57 | 2.13 | 0 | 365.02 | 2250.78 | 0 | -1 | 0.00136 | 0.00136 | 0.00136 | 0.00136 | 0.00136 | 0.00136 | 0.00136 | 0.00136 | 0.00136 | 0.00136 | 0.00136 | 0.00136 | 0.00136 | 0.00136 | 0.00136 | 0.00136 | 0.00136 | 0.00136 | 0.00136 | 0.00136 | 0.00136 | 0.00136 | 0.00136 | 0.00136 | -1 | 0.00136 | 0.00136 | 0.00136 | 0.00136 | 0.00136 | 0.00136 | 0.00136 | 0.00136 | 0.00136 | 0.00136 | 0.00136 | 0.00136 | 0.00136 | -1 | -1 | 0.00136 | -1 | -1 | 0.00136 | 0.00136 | 0.00136 | 0.00136 | 0.00136 | 0.00136 | 0.00136 | 0.00136 | 0.00136 | 0.00136 | 0.00136 | 0.00136 | 0.00136 | 0.00136 | 0.00136 | 0.00136 | 0.00136 | 0.00136 | 0.00136 | 0.00136 | 0.00136 | 0.00136 | 0.00136 | 0.00136 | 0.00136 | 0.00136 | -1 | 0.00136 | 0.00136 | 0.00136 | 0.00136 | 0.00136 | 0.00136 | 0.00136 | 0.00136 | 0.00136 | 0.00136 | 0.00136 | 0.00136 | 0.00136 | 0.00136 | 0.00136 | 0.00136 | 0.00136 | 0.00136 | 0.00136 | 0.00136 | 0.00136 | 0.00136 | 0.00136 | 0.00136 | 0.00136 | 0.00136 | 0.00136 | 0.00136 | 0.00136 | 0.00136 | 0.00136 | 0.00136 | 0.00136 | 0.00136 | 0.00136 | 0.00136 | 0.00136 | 0.00136 | 0.00136 | 0.00136 | 0.00136 | 0.00136 | 0.00136 | 0.00136 | 0.00136 | 0.00136 | 0.00136 | 0.00136 | 0.00136 | 0.00136 | 0.00136 | 0.00136 | 0.00136 | 0.00136 | 0.00136 | 0.00136 | 0.00136 | 0.00136 | 0.00136 | 0.00136 | 0.00136 | 0.00136 | 0.00136 | 0.00136 | 0.00136 | 0.00136 | 0.00136 | 0.00136 | 0.00136 | 0.00136 | 0.00136 | 0.00136 | 0.00136 | 0.00136 | 0.00136 | 0.00136 | 0.00136 | 0.00136 | 0.00136 | 0.00136 | 0.00136 | 0.00136 | 0.00136 | 0.00136 | 0.00136 | 0.00136 | 0.00136 | 0.00136 | 0.00136 | -1 | -1
Outpatient | Victoria Intl AP | 3091.19 | 939.2 | 143.76 | 761.58 | 0 | 316.06 | 0 | 565.13 | 66.8 | 1.75 | 0 | 45.55 | 251.36 | 0 | 0.00136 | -1 | 0.00136 | -1 | -1 | -1 | 0.00136 | 0.00136 | 0.00136 | -1 | -1 | -1 | 0.00136 | -1 | 0.00136 | 0.00136 | -1 | -1 | 0.00136 | 0.00136 | -1 | -1 | 0.00136 | -1 | -1 | -1 | -1 | -1 | -1 | 0.00136 | 0.00136 | -1 | -1 | -1 | 0.00136 | -1 | 0.00136 | 0.00136 | 0.00136 | -1 | 0.00136 | 0.00136 | -1 | -1 | -1 | -1 | 0.00136 | 0.00136 | -1 | 0.00136 | 0.00136 | 0.00136 | -1 | 0.00136 | 0.00136 | 0.00136 | -1 | -1 | 0.00136 | 0.00136 | 0.00136 | 0.00136 | 0.00136 | 0.00136 | 0.00136 | 0.00136 | 0.00136 | 0.00136 | 0.00136 | 0.00136 | 0.00136 | 0.00136 | 0.00136 | 0.00136 | -1 | -1 | -1 | 0.00136 | -1 | 0.00136 | 0.00136 | -1 | -1 | -1 | -1 | -1 | -1 | 0.00136 | 0.00136 | 0.00136 | 0.00136 | -1 | 0.00136 | 0.00136 | 0.00136 | 0.00136 | 0.00136 | 0.00136 | 0.00136 | 0.00136 | 0.00136 | 0.00136 | 0.00136 | 0.00136 | 0.00136 | 0.00136 | 0.00136 | 0.00136 | 0.00136 | 0.00136 | 0.00136 | 0.00136 | 0.00136 | 0.00136 | 0.00136 | 0.00136 | 0.00136 | 0.00136
SecondarySchool | Windsor Intl AP | 13944.43 | 5798.7 | 1112.43 | 2115.96 | 0 | 693.97 | 0 | 1730.25 | 40.19 | 0 | 0 | 293.24 | 2159.69 | 0 | 0.00136 | 0.00136 | 0.00136 | 0.00136 | 0.00136 | 0.00136 | 0.00136 | 0.00136 | 0.00136 | 0.00136 | 0.00136 | 0.00136 | 0.00136 | 0.00136 | 0.00136 | 0.00136 | 0.00136 | 0.00136 | 0.00136 | 0.00136 | 0.00136 | 0.00136 | 0.00136 | 0.00136 | 0.00136 | 0.00136 | 0.00136 | 0.00136 | 0.00136 | 0.00136 | -1 | 0.00136 | 0.00136 | 0.00136 | 0.00136 | 0.00136 | 0.00136 | 0.00136 | 0.00136 | 0.00136 | 0.00136 | 0.00136 | 0.00136 | 0.00136 | 0.00136 | 0.00136
PrimarySchool | Windsor Intl AP | 5173.51 | 2362 | 429.62 | 710.65 | 0 | 293.05 | 0 | 675.84 | 27.35 | 0 | 0 | 99.27 | 575.72 | 0 | 0.00136 | 0.00136 | 0.00136 | 0.00136 | 0.00136 | 0.00136 | 0.00136 | 0.00136 | 0.00136 | 0.00136 | 0.00136 | 0.00136 | 0.00136 | 0.00136 | 0.00136 | 0.00136 | 0.00136 | 0.00136 | 0.00136 | 0.00136 | 0.00136 | 0.00136 | 0.00136 | 0.00136 | 0.00136
SmallOffice | Windsor Intl AP | 311.08 | 83.36 | 26.46 | 51.13 | 0 | 51.11 | 0 | 63.24 | 1.45 | 0 | 0 | 7.98 | 26.35 | 0 | 0.00136 | -1 | 0.00136 | 0.00136 | 0.00136 | 0.00136
MediumOffice | Windsor Intl AP | 2994.01 | 1200.75 | 207.46 | 438.98 | 0 | 498.17 | 0 | 293.56 | 72.81 | 14.42 | 0 | 4.8 | 263.05 | 0 | -1 | -1 | -1 | 0.00136 | 0.00136 | 0.00136 | 0.00136 | 0.00136 | 0.00136 | 0.00136 | 0.00136 | 0.00136 | 0.00136 | 0.00136 | 0.00136 | 0.00136 | 0.00136 | 0.00136
LargeOffice | Windsor Intl AP | 23107.82 | 6998.6 | 1433.69 | 3971.51 | 0 | 4390.73 | 0 | 2936.46 | 770.84 | 116.93 | 0 | 310.96 | 2178.1 | 0 | -1 | -1 | -1 | -1 | -1 | -1 | -1 | -1 | 0.00136 | 0.00136 | 0.00136 | 0.00136 | 0.00136 | 0.00136 | 0.00136 | 0.00136 | 0.00136 | 0.00136 | 0.00136 | 0.00136 | 0.00136 | 0.00136 | 0.00136
SmallHotel | Windsor Intl AP | 3578.74 | 1581.35 | 232.37 | 303.49 | 0 | 79.28 | 0 | 384.44 | 51.9 | 0.73 | 0 | 73.14 | 872.05 | 0 | 0.00136 | 0.00136 | 0.00136 | 0.00136 | 0.00136 | 0.00136 | 0.00136 | 0.00136 | 0.00136 | 0.00136 | 0.00136 | 0.00136 | 0.00136 | 0.00136 | 0.00136 | 0.00136 | 0.00136 | 0.00136 | 0.00136 | 0.00136 | 0.00136 | 0.00136 | 0.00136 | 0.00136 | 0.00136 | 0.00136 | 0.00136 | 0.00136 | 0.00136 | 0.00136 | 0.00136 | 0.00136 | 0.00136 | 0.00136 | 0.00136 | 0.00136 | 0.00136 | 0.00136 | 0.00136 | 0.00136 | 0.00136 | 0.00136 | 0.00136 | 0.00136 | 0.00136 | 0.00136 | 0.00136 | 0.00136 | 0.00136 | 0.00136 | 0.00136 | 0.00136 | 0.00136 | 0.00136 | 0.00136 | 0.00136 | 0.00136 | 0.00136 | 0.00136 | 0.00136 | 0.00136 | 0.00136 | 0.00136 | 0.00136 | 0.00136 | 0.00136 | 0.00136
LargeHotel | Windsor Intl AP | 8879.69 | 3867.99 | 672.07 | 1232.46 | 0 | 274.54 | 0 | 860.6 | 99.34 | 12.59 | 0 | 70.38 | 1789.71 | 0 | 0.00136 | -1 | 0.00136 | 0.00136 | 0.00136 | 0.00136 | 0.00136 | 0.00136 | 0.00136 | 0.00136 | 0.00136 | 0.00136 | 0.00136 | 0.00136 | 0.00136 | 0.00136 | 0.00136 | 0.00136 | 0.00136 | 0.00136 | 0.00136 | 0.00136 | 0.00136 | 0.00136 | 0.00136 | 0.00136 | 0.00136 | 0.00136 | 0.00136 | 0.00136 | 0.00136 | 0.00136 | 0.00136 | 0.00136 | 0.00136 | 0.00136 | 0.00136 | 0.00136 | 0.00136 | 0.00136 | 0.00136 | 0.00136 | 0.00136 | 0.00136 | 0.00136 | 0.00136 | 0.00136 | 0.00136 | 0.00136 | 0.00136 | 0.00136 | 0.00136 | 0.00136 | 0.00136 | 0.00136 | 0.00136 | 0.00136 | 0.00136 | 0.00136 | 0.00136 | 0.00136 | 0.00136 | 0.00136 | 0.00136 | 0.00136 | 0.00136
Warehouse | Windsor Intl AP | 4112.67 | 2949.75 | 252.58 | 261.24 | 0 | 84.99 | 0 | 465.36 | 31.87 | 0 | 0 | 9.68 | 57.19 | 0 | 0.00136 | 0.00136 | 0.00136
RetailStandalone | Windsor Intl AP | 1859.28 | 856.73 | 192 | 396.94 | 0 | 74.03 | 0 | 279.55 | 9.68 | 0 | 0 | 22.12 | 28.23 | 0 | 0.00136 | 0.00136 | 0.00136 | 0.00136 | 0.00136
RetailStripmall | Windsor Intl AP | 2260.69 | 1209.34 | 184.73 | 395.97 | 0 | 75.59 | 0 | 322.72 | 10.49 | 0 | 0 | 30.8 | 31.06 | 0 | 0.00136 | 0.00136 | 0.00136 | 0.00136 | 0.00136 | 0.00136 | 0.00136 | 0.00136 | 0.00136 | 0.00136
QuickServiceRestaurant | Windsor Intl AP | 267.64 | 98.36 | 21.1 | 48.34 | 0 | 24.85 | 0 | 34.13 | 0.33 | 0 | 0 | 10.01 | 30.53 | 0 | 0.00136 | 0.00136 | 0.00136
FullServiceRestaurant | Windsor Intl AP | 610.69 | 270.54 | 38.46 | 85.83 | 0 | 34.34 | 0 | 63.45 | 0.57 | 0 | 0 | 23.27 | 94.22 | 0 | 0.00136 | 0.00136 | 0.00136
MidriseApartment | Windsor Intl AP | 2511.33 | 1032.97 | 243.88 | 130.3 | 0 | 191.87 | 0 | 168.99 | 29.77 | 0 | 0 | 6.96 | 706.59 | 0 | 0.00136 | 0.00136 | 0.00136 | 0.00136 | 0.00136 | 0.00136 | 0.00136 | 0.00136 | 0.00136 | 0.00136 | 0.00136 | 0.00136 | 0.00136 | 0.00136 | 0.00136 | 0.00136 | 0.00136 | 0.00136 | 0.00136 | 0.00136 | 0.00136 | 0.00136 | 0.00136 | 0.00136 | 0.00136 | 0.00136 | 0.00136
HighriseApartment | Windsor Intl AP | 6167.08 | 2670.09 | 554.94 | 306.01 | 0 | 494.52 | 0 | 344.11 | 27.96 | 0.37 | 0 | 12.75 | 1756.32 | 0 | 0.00136 | 0.00136 | 0.00136 | 0.00136 | 0.00136 | 0.00136 | 0.00136 | 0.00136 | 0.00136 | 0.00136 | 0.00136 | 0.00136 | 0.00136 | 0.00136 | 0.00136 | 0.00136 | 0.00136 | 0.00136 | 0.00136 | 0.00136 | 0.00136 | 0.00136 | 0.00136 | 0.00136 | 0.00136 | 0.00136 | 0.00136 | 0.00136 | 0.00136 | 0.00136 | 0.00136 | 0.00136 | 0.00136 | 0.00136 | 0.00136 | 0.00136 | 0.00136 | 0.00136 | 0.00136 | 0.00136 | 0.00136 | 0.00136 | 0.00136 | 0.00136 | 0.00136 | 0.00136 | 0.00136 | 0.00136 | 0.00136 | 0.00136 | 0.00136 | 0.00136 | 0.00136 | 0.00136 | 0.00136 | 0.00136 | 0.00136 | 0.00136 | 0.00136 | 0.00136 | 0.00136 | 0.00136 | 0.00136 | 0.00136 | 0.00136 | 0.00136 | 0.00136 | 0.00136 | 0.00136 | 0.00136 | 0.00136 | 0.00136 | 0.00136 | 0.00136 | 0.00136 | 0.00136 | 0.00136 | 0.00136 | 0.00136 | 0.00136 | 0.00136 | 0.00136 | 0.00136 | 0.00136 | 0.00136 | 0.00136 | 0.00136 | 0.00136 | 0.00136 | 0.00136
Hospital | Windsor Intl AP | 20980.3 | 5923.58 | 1738.95 | 4763.04 | 0 | 2610.78 | 0 | 2804.9 | 143.72 | 7.49 | 0 | 756.57 | 2231.28 | 0 | -1 | 0.00136 | 0.00136 | 0.00136 | 0.00136 | 0.00136 | 0.00136 | 0.00136 | 0.00136 | 0.00136 | 0.00136 | 0.00136 | 0.00136 | 0.00136 | 0.00136 | 0.00136 | 0.00136 | 0.00136 | 0.00136 | 0.00136 | 0.00136 | 0.00136 | 0.00136 | 0.00136 | 0.00136 | -1 | 0.00136 | 0.00136 | 0.00136 | 0.00136 | 0.00136 | 0.00136 | 0.00136 | 0.00136 | 0.00136 | 0.00136 | 0.00136 | 0.00136 | 0.00136 | -1 | -1 | 0.00136 | -1 | -1 | 0.00136 | 0.00136 | 0.00136 | 0.00136 | 0.00136 | 0.00136 | 0.00136 | 0.00136 | 0.00136 | 0.00136 | 0.00136 | 0.00136 | 0.00136 | 0.00136 | 0.00136 | 0.00136 | 0.00136 | 0.00136 | 0.00136 | 0.00136 | 0.00136 | 0.00136 | 0.00136 | 0.00136 | 0.00136 | 0.00136 | -1 | 0.00136 | 0.00136 | 0.00136 | 0.00136 | 0.00136 | 0.00136 | 0.00136 | 0.00136 | 0.00136 | 0.00136 | 0.00136 | 0.00136 | 0.00136 | 0.00136 | 0.00136 | 0.00136 | 0.00136 | 0.00136 | 0.00136 | 0.00136 | 0.00136 | 0.00136 | 0.00136 | 0.00136 | 0.00136 | 0.00136 | 0.00136 | 0.00136 | 0.00136 | 0.00136 | 0.00136 | 0.00136 | 0.00136 | 0.00136 | 0.00136 | 0.00136 | 0.00136 | 0.00136 | 0.00136 | 0.00136 | 0.00136 | 0.00136 | 0.00136 | 0.00136 | 0.00136 | 0.00136 | 0.00136 | 0.00136 | 0.00136 | 0.00136 | 0.00136 | 0.00136 | 0.00136 | 0.00136 | 0.00136 | 0.00136 | 0.00136 | 0.00136 | 0.00136 | 0.00136 | 0.00136 | 0.00136 | 0.00136 | 0.00136 | 0.00136 | 0.00136 | 0.00136 | 0.00136 | 0.00136 | 0.00136 | 0.00136 | 0.00136 | 0.00136 | 0.00136 | 0.00136 | 0.00136 | 0.00136 | 0.00136 | 0.00136 | 0.00136 | 0.00136 | 0.00136 | 0.00136 | 0.00136 | 0.00136 | 0.00136 | 0.00136 | 0.00136 | 0.00136 | -1 | -1
Outpatient | Windsor Intl AP | 3587.91 | 1043.37 | 300.1 | 761.58 | 0 | 316.06 | 0 | 596.71 | 93.86 | 5.04 | 0 | 222.2 | 248.98 | 0 | 0.00136 | -1 | 0.00136 | -1 | -1 | -1 | 0.00136 | 0.00136 | 0.00136 | -1 | -1 | -1 | 0.00136 | -1 | 0.00136 | 0.00136 | -1 | -1 | 0.00136 | 0.00136 | -1 | -1 | 0.00136 | -1 | -1 | -1 | -1 | -1 | -1 | 0.00136 | 0.00136 | -1 | -1 | -1 | 0.00136 | -1 | 0.00136 | 0.00136 | 0.00136 | -1 | 0.00136 | 0.00136 | -1 | -1 | -1 | -1 | 0.00136 | 0.00136 | -1 | 0.00136 | 0.00136 | 0.00136 | -1 | 0.00136 | 0.00136 | 0.00136 | -1 | -1 | 0.00136 | 0.00136 | 0.00136 | 0.00136 | 0.00136 | 0.00136 | 0.00136 | 0.00136 | 0.00136 | 0.00136 | 0.00136 | 0.00136 | 0.00136 | 0.00136 | 0.00136 | 0.00136 | -1 | -1 | -1 | 0.00136 | -1 | 0.00136 | 0.00136 | -1 | -1 | -1 | -1 | -1 | -1 | 0.00136 | 0.00136 | 0.00136 | 0.00136 | -1 | 0.00136 | 0.00136 | 0.00136 | 0.00136 | 0.00136 | 0.00136 | 0.00136 | 0.00136 | 0.00136 | 0.00136 | 0.00136 | 0.00136 | 0.00136 | 0.00136 | 0.00136 | 0.00136 | 0.00136 | 0.00136 | 0.00136 | 0.00136 | 0.00136 | 0.00136 | 0.00136 | 0.00136 | 0.00136 | 0.00136
SecondarySchool | Montreal-Trudeau Intl AP | 13153.27 | 6010 | 768.94 | 2115.96 | 0 | 693.97 | 0 | 1614.82 | 37.03 | 0 | 0 | 291.24 | 1621.32 | 0 | 0.00136 | 0.00136 | 0.00136 | 0.00136 | 0.00136 | 0.00136 | 0.00136 | 0.00136 | 0.00136 | 0.00136 | 0.00136 | 0.00136 | 0.00136 | 0.00136 | 0.00136 | 0.00136 | 0.00136 | 0.00136 | 0.00136 | 0.00136 | 0.00136 | 0.00136 | 0.00136 | 0.00136 | 0.00136 | 0.00136 | 0.00136 | 0.00136 | 0.00136 | 0.00136 | -1 | 0.00136 | 0.00136 | 0.00136 | 0.00136 | 0.00136 | 0.00136 | 0.00136 | 0.00136 | 0.00136 | 0.00136 | 0.00136 | 0.00136 | 0.00136 | 0.00136 | 0.00136
PrimarySchool | Montreal-Trudeau Intl AP | 5009.36 | 2511.3 | 302.11 | 710.65 | 0 | 293.05 | 0 | 613.81 | 1.32 | 0 | 0 | 98.41 | 478.71 | 0 | 0.00136 | 0.00136 | 0.00136 | 0.00136 | 0.00136 | 0.00136 | 0.00136 | 0.00136 | 0.00136 | 0.00136 | 0.00136 | 0.00136 | 0.00136 | 0.00136 | 0.00136 | 0.00136 | 0.00136 | 0.00136 | 0.00136 | 0.00136 | 0.00136 | 0.00136 | 0.00136 | 0.00136 | 0.00136
SmallOffice | Montreal-Trudeau Intl AP | 321.09 | 103.59 | 21.12 | 51.13 | 0 | 51.11 | 0 | 62.53 | 0 | 0 | 0 | 7.98 | 23.63 | 0 | 0.00136 | -1 | 0.00136 | 0.00136 | 0.00136 | 0.00136
MediumOffice | Montreal-Trudeau Intl AP | 2812.78 | 1182.33 | 163.72 | 438.98 | 0 | 498.17 | 0 | 238.5 | 58.27 | 11.11 | 0 | 3.68 | 218.03 | 0 | -1 | -1 | -1 | 0.00136 | 0.00136 | 0.00136 | 0.00136 | 0.00136 | 0.00136 | 0.00136 | 0.00136 | 0.00136 | 0.00136 | 0.00136 | 0.00136 | 0.00136 | 0.00136 | 0.00136
LargeOffice | Montreal-Trudeau Intl AP | 22363.63 | 7345.56 | 1156.46 | 3971.51 | 0 | 4390.73 | 0 | 2712.52 | 629.49 | 93.1 | 0 | 242.1 | 1822.17 | 0 | -1 | -1 | -1 | -1 | -1 | -1 | -1 | -1 | 0.00136 | 0.00136 | 0.00136 | 0.00136 | 0.00136 | 0.00136 | 0.00136 | 0.00136 | 0.00136 | 0.00136 | 0.00136 | 0.00136 | 0.00136 | 0.00136 | 0.00136
SmallHotel | Montreal-Trudeau Intl AP | 3436.22 | 1762.92 | 167.26 | 303.49 | 0 | 79.28 | 0 | 361.8 | 8.67 | 0.59 | 0 | 72.06 | 680.15 | 0 | 0.00136 | 0.00136 | 0.00136 | 0.00136 | 0.00136 | 0.00136 | 0.00136 | 0.00136 | 0.00136 | 0.00136 | 0.00136 | 0.00136 | 0.00136 | 0.00136 | 0.00136 | 0.00136 | 0.00136 | 0.00136 | 0.00136 | 0.00136 | 0.00136 | 0.00136 | 0.00136 | 0.00136 | 0.00136 | 0.00136 | 0.00136 | 0.00136 | 0.00136 | 0.00136 | 0.00136 | 0.00136 | 0.00136 | 0.00136 | 0.00136 | 0.00136 | 0.00136 | 0.00136 | 0.00136 | 0.00136 | 0.00136 | 0.00136 | 0.00136 | 0.00136 | 0.00136 | 0.00136 | 0.00136 | 0.00136 | 0.00136 | 0.00136 | 0.00136 | 0.00136 | 0.00136 | 0.00136 | 0.00136 | 0.00136 | 0.00136 | 0.00136 | 0.00136 | 0.00136 | 0.00136 | 0.00136 | 0.00136 | 0.00136 | 0.00136 | 0.00136 | 0.00136
LargeHotel | Montreal-Trudeau Intl AP | 8465.06 | 4069.62 | 511.62 | 1232.46 | 0 | 274.54 | 0 | 804.68 | 78.61 | 9.5 | 0 | 59.72 | 1424.31 | 0 | 0.00136 | -1 | 0.00136 | 0.00136 | 0.00136 | 0.00136 | 0.00136 | 0.00136 | 0.00136 | 0.00136 | 0.00136 | 0.00136 | 0.00136 | 0.00136 | 0.00136 | 0.00136 | 0.00136 | 0.00136 | 0.00136 | 0.00136 | 0.00136 | 0.00136 | 0.00136 | 0.00136 | 0.00136 | 0.00136 | 0.00136 | 0.00136 | 0.00136 | 0.00136 | 0.00136 | 0.00136 | 0.00136 | 0.00136 | 0.00136 | 0.00136 | 0.00136 | 0.00136 | 0.00136 | 0.00136 | 0.00136 | 0.00136 | 0.00136 | 0.00136 | 0.00136 | 0.00136 | 0.00136 | 0.00136 | 0.00136 | 0.00136 | 0.00136 | 0.00136 | 0.00136 | 0.00136 | 0.00136 | 0.00136 | 0.00136 | 0.00136 | 0.00136 | 0.00136 | 0.00136 | 0.00136 | 0.00136 | 0.00136 | 0.00136 | 0.00136
Warehouse | Montreal-Trudeau Intl AP | 4123.99 | 3095.05 | 168.14 | 261.24 | 0 | 84.99 | 0 | 455.94 | 0 | 0 | 0 | 9.16 | 49.47 | 0 | 0.00136 | 0.00136 | 0.00136
RetailStandalone | Montreal-Trudeau Intl AP | 1830.74 | 902.13 | 148.39 | 396.94 | 0 | 74.03 | 0 | 260.6 | 0 | 0 | 0 | 23.58 | 25.07 | 0 | 0.00136 | 0.00136 | 0.00136 | 0.00136 | 0.00136
RetailStripmall | Montreal-Trudeau Intl AP | 2285.73 | 1337.04 | 129.28 | 395.97 | 0 | 75.59 | 0 | 290.05 | 0 | 0 | 0 | 30.37 | 27.43 | 0 | 0.00136 | 0.00136 | 0.00136 | 0.00136 | 0.00136 | 0.00136 | 0.00136 | 0.00136 | 0.00136 | 0.00136
QuickServiceRestaurant | Montreal-Trudeau Intl AP | 268.73 | 112.81 | 15.23 | 48.34 | 0 | 24.85 | 0 | 30.85 | 0 | 0 | 0 | 10.01 | 26.64 | 0 | 0.00136 | 0.00136 | 0.00136
FullServiceRestaurant | Montreal-Trudeau Intl AP | 580.25 | 271.09 | 26.2 | 85.83 | 0 | 34.34 | 0 | 61.21 | 0 | 0 | 0 | 23.27 | 78.31 | 0 | 0.00136 | 0.00136 | 0.00136
MidriseApartment | Montreal-Trudeau Intl AP | 2409.56 | 1154.54 | 187.73 | 130.3 | 0 | 191.87 | 0 | 155.32 | 2.15 | 0 | 0 | 8.02 | 579.63 | 0 | 0.00136 | 0.00136 | 0.00136 | 0.00136 | 0.00136 | 0.00136 | 0.00136 | 0.00136 | 0.00136 | 0.00136 | 0.00136 | 0.00136 | 0.00136 | 0.00136 | 0.00136 | 0.00136 | 0.00136 | 0.00136 | 0.00136 | 0.00136 | 0.00136 | 0.00136 | 0.00136 | 0.00136 | 0.00136 | 0.00136 | 0.00136
HighriseApartment | Montreal-Trudeau Intl AP | 5792.98 | 2793.36 | 411.26 | 306.01 | 0 | 494.52 | 0 | 314.11 | 22.33 | 0.3 | 0 | 8.84 | 1442.25 | 0 | 0.00136 | 0.00136 | 0.00136 | 0.00136 | 0.00136 | 0.00136 | 0.00136 | 0.00136 | 0.00136 | 0.00136 | 0.00136 | 0.00136 | 0.00136 | 0.00136 | 0.00136 | 0.00136 | 0.00136 | 0.00136 | 0.00136 | 0.00136 | 0.00136 | 0.00136 | 0.00136 | 0.00136 | 0.00136 | 0.00136 | 0.00136 | 0.00136 | 0.00136 | 0.00136 | 0.00136 | 0.00136 | 0.00136 | 0.00136 | 0.00136 | 0.00136 | 0.00136 | 0.00136 | 0.00136 | 0.00136 | 0.00136 | 0.00136 | 0.00136 | 0.00136 | 0.00136 | 0.00136 | 0.00136 | 0.00136 | 0.00136 | 0.00136 | 0.00136 | 0.00136 | 0.00136 | 0.00136 | 0.00136 | 0.00136 | 0.00136 | 0.00136 | 0.00136 | 0.00136 | 0.00136 | 0.00136 | 0.00136 | 0.00136 | 0.00136 | 0.00136 | 0.00136 | 0.00136 | 0.00136 | 0.00136 | 0.00136 | 0.00136 | 0.00136 | 0.00136 | 0.00136 | 0.00136 | 0.00136 | 0.00136 | 0.00136 | 0.00136 | 0.00136 | 0.00136 | 0.00136 | 0.00136 | 0.00136 | 0.00136 | 0.00136 | 0.00136 | 0.00136 | 0.00136
Outpatient | Montreal-Trudeau Intl AP | 3543.76 | 1176.84 | 232.06 | 761.58 | 0 | 316.06 | 0 | 568.71 | 53.18 | 3.85 | 0 | 223.55 | 207.94 | 0 | 0.00136 | -1 | 0.00136 | -1 | -1 | -1 | 0.00136 | 0.00136 | 0.00136 | -1 | -1 | -1 | 0.00136 | -1 | 0.00136 | 0.00136 | -1 | -1 | 0.00136 | 0.00136 | -1 | -1 | 0.00136 | -1 | -1 | -1 | -1 | -1 | -1 | 0.00136 | 0.00136 | -1 | -1 | -1 | 0.00136 | -1 | 0.00136 | 0.00136 | 0.00136 | -1 | 0.00136 | 0.00136 | -1 | -1 | -1 | -1 | 0.00136 | 0.00136 | -1 | 0.00136 | 0.00136 | 0.00136 | -1 | 0.00136 | 0.00136 | 0.00136 | -1 | -1 | 0.00136 | 0.00136 | 0.00136 | 0.00136 | 0.00136 | 0.00136 | 0.00136 | 0.00136 | 0.00136 | 0.00136 | 0.00136 | 0.00136 | 0.00136 | 0.00136 | 0.00136 | 0.00136 | -1 | -1 | -1 | 0.00136 | -1 | 0.00136 | 0.00136 | -1 | -1 | -1 | -1 | -1 | -1 | 0.00136 | 0.00136 | 0.00136 | 0.00136 | -1 | 0.00136 | 0.00136 | 0.00136 | 0.00136 | 0.00136 | 0.00136 | 0.00136 | 0.00136 | 0.00136 | 0.00136 | 0.00136 | 0.00136 | 0.00136 | 0.00136 | 0.00136 | 0.00136 | 0.00136 | 0.00136 | 0.00136 | 0.00136 | 0.00136 | 0.00136 | 0.00136 | 0.00136 | 0.00136 | 0.00136
SecondarySchool | Edmonton Intl AP | 15563.98 | 8055.78 | 307.75 | 2115.96 | 0 | 693.97 | 0 | 1568.79 | 40.73 | 0 | 0 | 280.44 | 2500.58 | 0 | 0.00136 | 0.00136 | 0.00136 | 0.00136 | 0.00136 | 0.00136 | 0.00136 | 0.00136 | 0.00136 | 0.00136 | 0.00136 | 0.00136 | 0.00136 | 0.00136 | 0.00136 | 0.00136 | 0.00136 | 0.00136 | 0.00136 | 0.00136 | 0.00136 | 0.00136 | 0.00136 | 0.00136 | 0.00136 | 0.00136 | 0.00136 | 0.00136 | 0.00136 | 0.00136 | -1 | 0.00136 | 0.00136 | 0.00136 | 0.00136 | 0.00136 | 0.00136 | 0.00136 | 0.00136 | 0.00136 | 0.00136 | 0.00136 | 0.00136 | 0.00136 | 0.00136 | 0.00136
PrimarySchool | Edmonton Intl AP | 5840.31 | 3257.72 | 152.29 | 710.65 | 0 | 293.05 | 0 | 631.72 | 31.31 | 0 | 0 | 95.28 | 668.28 | 0 | 0.00136 | 0.00136 | 0.00136 | 0.00136 | 0.00136 | 0.00136 | 0.00136 | 0.00136 | 0.00136 | 0.00136 | 0.00136 | 0.00136 | 0.00136 | 0.00136 | 0.00136 | 0.00136 | 0.00136 | 0.00136 | 0.00136 | 0.00136 | 0.00136 | 0.00136 | 0.00136 | 0.00136 | 0.00136
SmallOffice | Edmonton Intl AP | 339.91 | 122.28 | 13.27 | 51.13 | 0 | 51.11 | 0 | 61.92 | 1.8 | 0 | 0 | 7.98 | 30.41 | 0 | 0.00136 | -1 | 0.00136 | 0.00136 | 0.00136 | 0.00136
MediumOffice | Edmonton Intl AP | 3181.1 | 1457.88 | 88.17 | 438.98 | 0 | 498.17 | 0 | 346.8 | 42.78 | 4.49 | 0 | 1.03 | 302.79 | 0 | -1 | -1 | -1 | 0.00136 | 0.00136 | 0.00136 | 0.00136 | 0.00136 | 0.00136 | 0.00136 | 0.00136 | 0.00136 | 0.00136 | 0.00136 | 0.00136 | 0.00136 | 0.00136 | 0.00136
LargeOffice | Edmonton Intl AP | 23133.54 | 8383.3 | 554.35 | 3971.51 | 0 | 4390.73 | 0 | 2718.55 | 482.01 | 36.75 | 0 | 60.83 | 2535.51 | 0 | -1 | -1 | -1 | -1 | -1 | -1 | -1 | -1 | 0.00136 | 0.00136 | 0.00136 | 0.00136 | 0.00136 | 0.00136 | 0.00136 | 0.00136 | 0.00136 | 0.00136 | 0.00136 | 0.00136 | 0.00136 | 0.00136 | 0.00136
SmallHotel | Edmonton Intl AP | 4007.99 | 2085.33 | 78.26 | 303.49 | 0 | 79.28 | 0 | 329.41 | 54.89 | 0.3 | 0 | 70.17 | 1006.85 | 0 | 0.00136 | 0.00136 | 0.00136 | 0.00136 | 0.00136 | 0.00136 | 0.00136 | 0.00136 | 0.00136 | 0.00136 | 0.00136 | 0.00136 | 0.00136 | 0.00136 | 0.00136 | 0.00136 | 0.00136 | 0.00136 | 0.00136 | 0.00136 | 0.00136 | 0.00136 | 0.00136 | 0.00136 | 0.00136 | 0.00136 | 0.00136 | 0.00136 | 0.00136 | 0.00136 | 0.00136 | 0.00136 | 0.00136 | 0.00136 | 0.00136 | 0.00136 | 0.00136 | 0.00136 | 0.00136 | 0.00136 | 0.00136 | 0.00136 | 0.00136 | 0.00136 | 0.00136 | 0.00136 | 0.00136 | 0.00136 | 0.00136 | 0.00136 | 0.00136 | 0.00136 | 0.00136 | 0.00136 | 0.00136 | 0.00136 | 0.00136 | 0.00136 | 0.00136 | 0.00136 | 0.00136 | 0.00136 | 0.00136 | 0.00136 | 0.00136 | 0.00136 | 0.00136
LargeHotel | Edmonton Intl AP | 10315.94 | 5552.44 | 275.45 | 1232.46 | 0 | 274.54 | 0 | 792.03 | 56 | 2.85 | 0 | 56.66 | 2073.51 | 0 | 0.00136 | -1 | 0.00136 | 0.00136 | 0.00136 | 0.00136 | 0.00136 | 0.00136 | 0.00136 | 0.00136 | 0.00136 | 0.00136 | 0.00136 | 0.00136 | 0.00136 | 0.00136 | 0.00136 | 0.00136 | 0.00136 | 0.00136 | 0.00136 | 0.00136 | 0.00136 | 0.00136 | 0.00136 | 0.00136 | 0.00136 | 0.00136 | 0.00136 | 0.00136 | 0.00136 | 0.00136 | 0.00136 | 0.00136 | 0.00136 | 0.00136 | 0.00136 | 0.00136 | 0.00136 | 0.00136 | 0.00136 | 0.00136 | 0.00136 | 0.00136 | 0.00136 | 0.00136 | 0.00136 | 0.00136 | 0.00136 | 0.00136 | 0.00136 | 0.00136 | 0.00136 | 0.00136 | 0.00136 | 0.00136 | 0.00136 | 0.00136 | 0.00136 | 0.00136 | 0.00136 | 0.00136 | 0.00136 | 0.00136 | 0.00136 | 0.00136
Warehouse | Edmonton Intl AP | 4456.76 | 3551.26 | 73.06 | 261.24 | 0 | 84.99 | 0 | 378.95 | 32.96 | 0 | 0 | 8.37 | 65.93 | 0 | 0.00136 | 0.00136 | 0.00136
RetailStandalone | Edmonton Intl AP | 2002.89 | 1128.3 | 68.44 | 396.94 | 0 | 74.03 | 0 | 272.78 | 11.26 | 0 | 0 | 18.95 | 32.18 | 0 | 0.00136 | 0.00136 | 0.00136 | 0.00136 | 0.00136
RetailStripmall | Edmonton Intl AP | 2427.39 | 1507.82 | 71.03 | 395.97 | 0 | 75.59 | 0 | 300.83 | 11.38 | 0 | 0 | 29.41 | 35.38 | 0 | 0.00136 | 0.00136 | 0.00136 | 0.00136 | 0.00136 | 0.00136 | 0.00136 | 0.00136 | 0.00136 | 0.00136
QuickServiceRestaurant | Edmonton Intl AP | 304.16 | 148.37 | 6.7 | 48.34 | 0 | 24.85 | 0 | 30.08 | 0.42 | 0 | 0 | 10.01 | 35.4 | 0 | 0.00136 | 0.00136 | 0.00136
FullServiceRestaurant | Edmonton Intl AP | 732.24 | 410.56 | 9 | 85.83 | 0 | 34.34 | 0 | 59.5 | 0.72 | 0 | 0 | 23.27 | 109.03 | 0 | 0.00136 | 0.00136 | 0.00136
MidriseApartment | Edmonton Intl AP | 2873.43 | 1429.52 | 128.04 | 130.3 | 0 | 191.87 | 0 | 133.79 | 37.4 | 0 | 0 | 3.06 | 819.45 | 0 | 0.00136 | 0.00136 | 0.00136 | 0.00136 | 0.00136 | 0.00136 | 0.00136 | 0.00136 | 0.00136 | 0.00136 | 0.00136 | 0.00136 | 0.00136 | 0.00136 | 0.00136 | 0.00136 | 0.00136 | 0.00136 | 0.00136 | 0.00136 | 0.00136 | 0.00136 | 0.00136 | 0.00136 | 0.00136 | 0.00136 | 0.00136
HighriseApartment | Edmonton Intl AP | 7056.06 | 3691.52 | 235.14 | 306.01 | 0 | 494.52 | 0 | 254.4 | 29.02 | 0.22 | 0 | 2.29 | 2042.94 | 0 | 0.00136 | 0.00136 | 0.00136 | 0.00136 | 0.00136 | 0.00136 | 0.00136 | 0.00136 | 0.00136 | 0.00136 | 0.00136 | 0.00136 | 0.00136 | 0.00136 | 0.00136 | 0.00136 | 0.00136 | 0.00136 | 0.00136 | 0.00136 | 0.00136 | 0.00136 | 0.00136 | 0.00136 | 0.00136 | 0.00136 | 0.00136 | 0.00136 | 0.00136 | 0.00136 | 0.00136 | 0.00136 | 0.00136 | 0.00136 | 0.00136 | 0.00136 | 0.00136 | 0.00136 | 0.00136 | 0.00136 | 0.00136 | 0.00136 | 0.00136 | 0.00136 | 0.00136 | 0.00136 | 0.00136 | 0.00136 | 0.00136 | 0.00136 | 0.00136 | 0.00136 | 0.00136 | 0.00136 | 0.00136 | 0.00136 | 0.00136 | 0.00136 | 0.00136 | 0.00136 | 0.00136 | 0.00136 | 0.00136 | 0.00136 | 0.00136 | 0.00136 | 0.00136 | 0.00136 | 0.00136 | 0.00136 | 0.00136 | 0.00136 | 0.00136 | 0.00136 | 0.00136 | 0.00136 | 0.00136 | 0.00136 | 0.00136 | 0.00136 | 0.00136 | 0.00136 | 0.00136 | 0.00136 | 0.00136 | 0.00136 | 0.00136 | 0.00136 | 0.00136 | 0.00136
Hospital | Edmonton Intl AP | 22528.1 | 8599.89 | 512.99 | 4763.04 | 0 | 2610.78 | 0 | 2567.41 | 114.95 | 2 | 0 | 757.35 | 2599.69 | 0 | -1 | 0.00136 | 0.00136 | 0.00136 | 0.00136 | 0.00136 | 0.00136 | 0.00136 | 0.00136 | 0.00136 | 0.00136 | 0.00136 | 0.00136 | 0.00136 | 0.00136 | 0.00136 | 0.00136 | 0.00136 | 0.00136 | 0.00136 | 0.00136 | 0.00136 | 0.00136 | 0.00136 | 0.00136 | -1 | 0.00136 | 0.00136 | 0.00136 | 0.00136 | 0.00136 | 0.00136 | 0.00136 | 0.00136 | 0.00136 | 0.00136 | 0.00136 | 0.00136 | 0.00136 | -1 | -1 | 0.00136 | -1 | -1 | 0.00136 | 0.00136 | 0.00136 | 0.00136 | 0.00136 | 0.00136 | 0.00136 | 0.00136 | 0.00136 | 0.00136 | 0.00136 | 0.00136 | 0.00136 | 0.00136 | 0.00136 | 0.00136 | 0.00136 | 0.00136 | 0.00136 | 0.00136 | 0.00136 | 0.00136 | 0.00136 | 0.00136 | 0.00136 | 0.00136 | -1 | 0.00136 | 0.00136 | 0.00136 | 0.00136 | 0.00136 | 0.00136 | 0.00136 | 0.00136 | 0.00136 | 0.00136 | 0.00136 | 0.00136 | 0.00136 | 0.00136 | 0.00136 | 0.00136 | 0.00136 | 0.00136 | 0.00136 | 0.00136 | 0.00136 | 0.00136 | 0.00136 | 0.00136 | 0.00136 | 0.00136 | 0.00136 | 0.00136 | 0.00136 | 0.00136 | 0.00136 | 0.00136 | 0.00136 | 0.00136 | 0.00136 | 0.00136 | 0.00136 | 0.00136 | 0.00136 | 0.00136 | 0.00136 | 0.00136 | 0.00136 | 0.00136 | 0.00136 | 0.00136 | 0.00136 | 0.00136 | 0.00136 | 0.00136 | 0.00136 | 0.00136 | 0.00136 | 0.00136 | 0.00136 | 0.00136 | 0.00136 | 0.00136 | 0.00136 | 0.00136 | 0.00136 | 0.00136 | 0.00136 | 0.00136 | 0.00136 | 0.00136 | 0.00136 | 0.00136 | 0.00136 | 0.00136 | 0.00136 | 0.00136 | 0.00136 | 0.00136 | 0.00136 | 0.00136 | 0.00136 | 0.00136 | 0.00136 | 0.00136 | 0.00136 | 0.00136 | 0.00136 | 0.00136 | 0.00136 | 0.00136 | 0.00136 | 0.00136 | 0.00136 | -1 | -1
Outpatient | Edmonton Intl AP | 3788.75 | 1428.5 | 125.69 | 761.58 | 0 | 316.06 | 0 | 570.51 | 72.58 | 1.43 | 0 | 223.07 | 289.32 | 0 | 0.00136 | -1 | 0.00136 | -1 | -1 | -1 | 0.00136 | 0.00136 | 0.00136 | -1 | -1 | -1 | 0.00136 | -1 | 0.00136 | 0.00136 | -1 | -1 | 0.00136 | 0.00136 | -1 | -1 | 0.00136 | -1 | -1 | -1 | -1 | -1 | -1 | 0.00136 | 0.00136 | -1 | -1 | -1 | 0.00136 | -1 | 0.00136 | 0.00136 | 0.00136 | -1 | 0.00136 | 0.00136 | -1 | -1 | -1 | -1 | 0.00136 | 0.00136 | -1 | 0.00136 | 0.00136 | 0.00136 | -1 | 0.00136 | 0.00136 | 0.00136 | -1 | -1 | 0.00136 | 0.00136 | 0.00136 | 0.00136 | 0.00136 | 0.00136 | 0.00136 | 0.00136 | 0.00136 | 0.00136 | 0.00136 | 0.00136 | 0.00136 | 0.00136 | 0.00136 | 0.00136 | -1 | -1 | -1 | 0.00136 | -1 | 0.00136 | 0.00136 | -1 | -1 | -1 | -1 | -1 | -1 | 0.00136 | 0.00136 | 0.00136 | 0.00136 | -1 | 0.00136 | 0.00136 | 0.00136 | 0.00136 | 0.00136 | 0.00136 | 0.00136 | 0.00136 | 0.00136 | 0.00136 | 0.00136 | 0.00136 | 0.00136 | 0.00136 | 0.00136 | 0.00136 | 0.00136 | 0.00136 | 0.00136 | 0.00136 | 0.00136 | 0.00136 | 0.00136 | 0.00136 | 0.00136 | 0.00136
SecondarySchool | Fort McMurray AP | 16588.48 | 9157.23 | 301.55 | 2115.96 | 0 | 693.97 | 0 | 1442.05 | 40.32 | 0 | 0 | 298.73 | 2538.68 | 0 | 0.00136 | 0.00136 | 0.00136 | 0.00136 | 0.00136 | 0.00136 | 0.00136 | 0.00136 | 0.00136 | 0.00136 | 0.00136 | 0.00136 | 0.00136 | 0.00136 | 0.00136 | 0.00136 | 0.00136 | 0.00136 | 0.00136 | 0.00136 | 0.00136 | 0.00136 | 0.00136 | 0.00136 | 0.00136 | 0.00136 | 0.00136 | 0.00136 | 0.00136 | 0.00136 | -1 | 0.00136 | 0.00136 | 0.00136 | 0.00136 | 0.00136 | 0.00136 | 0.00136 | 0.00136 | 0.00136 | 0.00136 | 0.00136 | 0.00136 | 0.00136 | 0.00136 | 0.00136
PrimarySchool | Fort McMurray AP | 5972.44 | 3469.36 | 140.62 | 710.65 | 0 | 293.05 | 0 | 553.88 | 23.57 | 0 | 0 | 104.44 | 676.87 | 0 | 0.00136 | 0.00136 | 0.00136 | 0.00136 | 0.00136 | 0.00136 | 0.00136 | 0.00136 | 0.00136 | 0.00136 | 0.00136 | 0.00136 | 0.00136 | 0.00136 | 0.00136 | 0.00136 | 0.00136 | 0.00136 | 0.00136 | 0.00136 | 0.00136 | 0.00136 | 0.00136 | 0.00136 | 0.00136
SmallOffice | Fort McMurray AP | 345.59 | 140.7 | 11.38 | 51.13 | 0 | 51.11 | 0 | 51.11 | 1.46 | 0 | 0 | 7.98 | 30.71 | 0 | 0.00136 | -1 | 0.00136 | 0.00136 | 0.00136 | 0.00136
MediumOffice | Fort McMurray AP | 2943.23 | 1374.35 | 80.06 | 438.98 | 0 | 498.17 | 0 | 204.32 | 36.37 | 4.16 | 0 | 0.87 | 305.96 | 0 | -1 | -1 | -1 | 0.00136 | 0.00136 | 0.00136 | 0.00136 | 0.00136 | 0.00136 | 0.00136 | 0.00136 | 0.00136 | 0.00136 | 0.00136 | 0.00136 | 0.00136 | 0.00136 | 0.00136
LargeOffice | Fort McMurray AP | 22413.35 | 8106.2 | 539.21 | 3971.51 | 0 | 4390.73 | 0 | 2340.96 | 409.84 | 37.48 | 0 | 55.37 | 2562.07 | 0 | -1 | -1 | -1 | -1 | -1 | -1 | -1 | -1 | 0.00136 | 0.00136 | 0.00136 | 0.00136 | 0.00136 | 0.00136 | 0.00136 | 0.00136 | 0.00136 | 0.00136 | 0.00136 | 0.00136 | 0.00136 | 0.00136 | 0.00136
SmallHotel | Fort McMurray AP | 4025.36 | 2171.26 | 61.66 | 303.49 | 0 | 79.28 | 0 | 270.22 | 48.17 | 0.29 | 0 | 70.09 | 1020.89 | 0 | 0.00136 | 0.00136 | 0.00136 | 0.00136 | 0.00136 | 0.00136 | 0.00136 | 0.00136 | 0.00136 | 0.00136 | 0.00136 | 0.00136 | 0.00136 | 0.00136 | 0.00136 | 0.00136 | 0.00136 | 0.00136 | 0.00136 | 0.00136 | 0.00136 | 0.00136 | 0.00136 | 0.00136 | 0.00136 | 0.00136 | 0.00136 | 0.00136 | 0.00136 | 0.00136 | 0.00136 | 0.00136 | 0.00136 | 0.00136 | 0.00136 | 0.00136 | 0.00136 | 0.00136 | 0.00136 | 0.00136 | 0.00136 | 0.00136 | 0.00136 | 0.00136 | 0.00136 | 0.00136 | 0.00136 | 0.00136 | 0.00136 | 0.00136 | 0.00136 | 0.00136 | 0.00136 | 0.00136 | 0.00136 | 0.00136 | 0.00136 | 0.00136 | 0.00136 | 0.00136 | 0.00136 | 0.00136 | 0.00136 | 0.00136 | 0.00136 | 0.00136 | 0.00136
LargeHotel | Fort McMurray AP | 10442.6 | 5809.57 | 222.24 | 1232.46 | 0 | 274.54 | 0 | 680.53 | 55.84 | 2.93 | 0 | 60.91 | 2103.59 | 0 | 0.00136 | -1 | 0.00136 | 0.00136 | 0.00136 | 0.00136 | 0.00136 | 0.00136 | 0.00136 | 0.00136 | 0.00136 | 0.00136 | 0.00136 | 0.00136 | 0.00136 | 0.00136 | 0.00136 | 0.00136 | 0.00136 | 0.00136 | 0.00136 | 0.00136 | 0.00136 | 0.00136 | 0.00136 | 0.00136 | 0.00136 | 0.00136 | 0.00136 | 0.00136 | 0.00136 | 0.00136 | 0.00136 | 0.00136 | 0.00136 | 0.00136 | 0.00136 | 0.00136 | 0.00136 | 0.00136 | 0.00136 | 0.00136 | 0.00136 | 0.00136 | 0.00136 | 0.00136 | 0.00136 | 0.00136 | 0.00136 | 0.00136 | 0.00136 | 0.00136 | 0.00136 | 0.00136 | 0.00136 | 0.00136 | 0.00136 | 0.00136 | 0.00136 | 0.00136 | 0.00136 | 0.00136 | 0.00136 | 0.00136 | 0.00136 | 0.00136
Warehouse | Fort McMurray AP | 4158.12 | 3323.36 | 68.92 | 261.24 | 0 | 84.99 | 0 | 321.19 | 22.9 | 0 | 0 | 8.96 | 66.57 | 0 | 0.00136 | 0.00136 | 0.00136
RetailStandalone | Fort McMurray AP | 1987.33 | 1161.16 | 57.5 | 396.94 | 0 | 74.03 | 0 | 237.8 | 8.19 | 0 | 0 | 19.24 | 32.49 | 0 | 0.00136 | 0.00136 | 0.00136 | 0.00136 | 0.00136
RetailStripmall | Fort McMurray AP | 2347.24 | 1477.88 | 57.72 | 395.97 | 0 | 75.59 | 0 | 266.9 | 7.7 | 0 | 0 | 29.73 | 35.73 | 0 | 0.00136 | 0.00136 | 0.00136 | 0.00136 | 0.00136 | 0.00136 | 0.00136 | 0.00136 | 0.00136 | 0.00136
QuickServiceRestaurant | Fort McMurray AP | 328.21 | 176.43 | 5.64 | 48.34 | 0 | 24.85 | 0 | 26.73 | 0.31 | 0 | 0 | 10.01 | 35.89 | 0 | 0.00136 | 0.00136 | 0.00136
FullServiceRestaurant | Fort McMurray AP | 806.63 | 486.16 | 8.17 | 85.83 | 0 | 34.34 | 0 | 57.78 | 0.53 | 0 | 0 | 23.27 | 110.55 | 0 | 0.00136 | 0.00136 | 0.00136
MidriseApartment | Fort McMurray AP | 2435.8 | 1019.65 | 94.27 | 130.3 | 0 | 191.87 | 0 | 108.39 | 29.71 | 0 | 0 | 30.55 | 831.06 | 0 | 0.00136 | 0.00136 | 0.00136 | 0.00136 | 0.00136 | 0.00136 | 0.00136 | 0.00136 | 0.00136 | 0.00136 | 0.00136 | 0.00136 | 0.00136 | 0.00136 | 0.00136 | 0.00136 | 0.00136 | 0.00136 | 0.00136 | 0.00136 | 0.00136 | 0.00136 | 0.00136 | 0.00136 | 0.00136 | 0.00136 | 0.00136
HighriseApartment | Fort McMurray AP | 7164.09 | 3849.33 | 185.99 | 306.01 | 0 | 494.52 | 0 | 226.12 | 29.29 | 0.18 | 0 | 1.53 | 2071.12 | 0 | 0.00136 | 0.00136 | 0.00136 | 0.00136 | 0.00136 | 0.00136 | 0.00136 | 0.00136 | 0.00136 | 0.00136 | 0.00136 | 0.00136 | 0.00136 | 0.00136 | 0.00136 | 0.00136 | 0.00136 | 0.00136 | 0.00136 | 0.00136 | 0.00136 | 0.00136 | 0.00136 | 0.00136 | 0.00136 | 0.00136 | 0.00136 | 0.00136 | 0.00136 | 0.00136 | 0.00136 | 0.00136 | 0.00136 | 0.00136 | 0.00136 | 0.00136 | 0.00136 | 0.00136 | 0.00136 | 0.00136 | 0.00136 | 0.00136 | 0.00136 | 0.00136 | 0.00136 | 0.00136 | 0.00136 | 0.00136 | 0.00136 | 0.00136 | 0.00136 | 0.00136 | 0.00136 | 0.00136 | 0.00136 | 0.00136 | 0.00136 | 0.00136 | 0.00136 | 0.00136 | 0.00136 | 0.00136 | 0.00136 | 0.00136 | 0.00136 | 0.00136 | 0.00136 | 0.00136 | 0.00136 | 0.00136 | 0.00136 | 0.00136 | 0.00136 | 0.00136 | 0.00136 | 0.00136 | 0.00136 | 0.00136 | 0.00136 | 0.00136 | 0.00136 | 0.00136 | 0.00136 | 0.00136 | 0.00136 | 0.00136 | 0.00136 | 0.00136 | 0.00136 | 0.00136
Hospital | Fort McMurray AP | 24037.78 | 10373.4 | 495.9 | 4763.04 | 0 | 2610.78 | 0 | 2316.95 | 80.54 | 2.12 | 0 | 756.99 | 2638.06 | 0 | -1 | 0.00136 | 0.00136 | 0.00136 | 0.00136 | 0.00136 | 0.00136 | 0.00136 | 0.00136 | 0.00136 | 0.00136 | 0.00136 | 0.00136 | 0.00136 | 0.00136 | 0.00136 | 0.00136 | 0.00136 | 0.00136 | 0.00136 | 0.00136 | 0.00136 | 0.00136 | 0.00136 | 0.00136 | -1 | 0.00136 | 0.00136 | 0.00136 | 0.00136 | 0.00136 | 0.00136 | 0.00136 | 0.00136 | 0.00136 | 0.00136 | 0.00136 | 0.00136 | 0.00136 | -1 | -1 | 0.00136 | -1 | -1 | 0.00136 | 0.00136 | 0.00136 | 0.00136 | 0.00136 | 0.00136 | 0.00136 | 0.00136 | 0.00136 | 0.00136 | 0.00136 | 0.00136 | 0.00136 | 0.00136 | 0.00136 | 0.00136 | 0.00136 | 0.00136 | 0.00136 | 0.00136 | 0.00136 | 0.00136 | 0.00136 | 0.00136 | 0.00136 | 0.00136 | -1 | 0.00136 | 0.00136 | 0.00136 | 0.00136 | 0.00136 | 0.00136 | 0.00136 | 0.00136 | 0.00136 | 0.00136 | 0.00136 | 0.00136 | 0.00136 | 0.00136 | 0.00136 | 0.00136 | 0.00136 | 0.00136 | 0.00136 | 0.00136 | 0.00136 | 0.00136 | 0.00136 | 0.00136 | 0.00136 | 0.00136 | 0.00136 | 0.00136 | 0.00136 | 0.00136 | 0.00136 | 0.00136 | 0.00136 | 0.00136 | 0.00136 | 0.00136 | 0.00136 | 0.00136 | 0.00136 | 0.00136 | 0.00136 | 0.00136 | 0.00136 | 0.00136 | 0.00136 | 0.00136 | 0.00136 | 0.00136 | 0.00136 | 0.00136 | 0.00136 | 0.00136 | 0.00136 | 0.00136 | 0.00136 | 0.00136 | 0.00136 | 0.00136 | 0.00136 | 0.00136 | 0.00136 | 0.00136 | 0.00136 | 0.00136 | 0.00136 | 0.00136 | 0.00136 | 0.00136 | 0.00136 | 0.00136 | 0.00136 | 0.00136 | 0.00136 | 0.00136 | 0.00136 | 0.00136 | 0.00136 | 0.00136 | 0.00136 | 0.00136 | 0.00136 | 0.00136 | 0.00136 | 0.00136 | 0.00136 | 0.00136 | 0.00136 | 0.00136 | 0.00136 | -1 | -1
Outpatient | Fort McMurray AP | 3927.4 | 1673.1 | 106.99 | 761.58 | 0 | 316.06 | 0 | 494.35 | 57.44 | 1.41 | 0 | 223.1 | 293.35 | 0 | 0.00136 | -1 | 0.00136 | -1 | -1 | -1 | 0.00136 | 0.00136 | 0.00136 | -1 | -1 | -1 | 0.00136 | -1 | 0.00136 | 0.00136 | -1 | -1 | 0.00136 | 0.00136 | -1 | -1 | 0.00136 | -1 | -1 | -1 | -1 | -1 | -1 | 0.00136 | 0.00136 | -1 | -1 | -1 | 0.00136 | -1 | 0.00136 | 0.00136 | 0.00136 | -1 | 0.00136 | 0.00136 | -1 | -1 | -1 | -1 | 0.00136 | 0.00136 | -1 | 0.00136 | 0.00136 | 0.00136 | -1 | 0.00136 | 0.00136 | 0.00136 | -1 | -1 | 0.00136 | 0.00136 | 0.00136 | 0.00136 | 0.00136 | 0.00136 | 0.00136 | 0.00136 | 0.00136 | 0.00136 | 0.00136 | 0.00136 | 0.00136 | 0.00136 | 0.00136 | 0.00136 | -1 | -1 | -1 | 0.00136 | -1 | 0.00136 | 0.00136 | -1 | -1 | -1 | -1 | -1 | -1 | 0.00136 | 0.00136 | 0.00136 | 0.00136 | -1 | 0.00136 | 0.00136 | 0.00136 | 0.00136 | 0.00136 | 0.00136 | 0.00136 | 0.00136 | 0.00136 | 0.00136 | 0.00136 | 0.00136 | 0.00136 | 0.00136 | 0.00136 | 0.00136 | 0.00136 | 0.00136 | 0.00136 | 0.00136 | 0.00136 | 0.00136 | 0.00136 | 0.00136 | 0.00136 | 0.00136
SecondarySchool | Yellowknife AP | 18626.78 | 11951.26 | 187.69 | 2115.96 | 0 | 693.97 | 0 | 1367.54 | 41.74 | 0 | 0 | 321.77 | 1946.86 | 0 | 0.00136 | 0.00136 | 0.00136 | 0.00136 | 0.00136 | 0.00136 | 0.00136 | 0.00136 | 0.00136 | 0.00136 | 0.00136 | 0.00136 | 0.00136 | 0.00136 | 0.00136 | 0.00136 | 0.00136 | 0.00136 | 0.00136 | 0.00136 | 0.00136 | 0.00136 | 0.00136 | 0.00136 | 0.00136 | 0.00136 | 0.00136 | 0.00136 | 0.00136 | 0.00136 | -1 | 0.00136 | 0.00136 | 0.00136 | 0.00136 | 0.00136 | 0.00136 | 0.00136 | 0.00136 | 0.00136 | 0.00136 | 0.00136 | 0.00136 | 0.00136 | 0.00136 | 0.00136
PrimarySchool | Yellowknife AP | 6927.83 | 4618.35 | 90.44 | 710.65 | 0 | 293.05 | 0 | 510.16 | 28.05 | 0 | 0 | 109.25 | 567.88 | 0 | 0.00136 | 0.00136 | 0.00136 | 0.00136 | 0.00136 | 0.00136 | 0.00136 | 0.00136 | 0.00136 | 0.00136 | 0.00136 | 0.00136 | 0.00136 | 0.00136 | 0.00136 | 0.00136 | 0.00136 | 0.00136 | 0.00136 | 0.00136 | 0.00136 | 0.00136 | 0.00136 | 0.00136 | 0.00136
SmallOffice | Yellowknife AP | 431.9 | 208.15 | 10.29 | 51.13 | 0 | 51.11 | 0 | 71.34 | 1.73 | 0 | 0 | 10.97 | 27.17 | 0 | 0.00136 | -1 | 0.00136 | 0.00136 | 0.00136 | 0.00136
MediumOffice | Yellowknife AP | 2900.91 | 1426.3 | 52.83 | 438.98 | 0 | 498.17 | 0 | 194.42 | 32.79 | 2.65 | 0 | 0.5 | 254.27 | 0 | -1 | -1 | -1 | 0.00136 | 0.00136 | 0.00136 | 0.00136 | 0.00136 | 0.00136 | 0.00136 | 0.00136 | 0.00136 | 0.00136 | 0.00136 | 0.00136 | 0.00136 | 0.00136 | 0.00136
LargeOffice | Yellowknife AP | 24724.71 | 11020.46 | 372.21 | 3971.51 | 0 | 4390.73 | 0 | 2494.13 | 266.16 | 25.24 | 0 | 36.42 | 2147.86 | 0 | -1 | -1 | -1 | -1 | -1 | -1 | -1 | -1 | 0.00136 | 0.00136 | 0.00136 | 0.00136 | 0.00136 | 0.00136 | 0.00136 | 0.00136 | 0.00136 | 0.00136 | 0.00136 | 0.00136 | 0.00136 | 0.00136 | 0.00136
SmallHotel | Yellowknife AP | 4698.28 | 3074.27 | 50.79 | 303.49 | 0 | 79.28 | 0 | 256.14 | 49.81 | 0.22 | 0 | 70.07 | 814.2 | 0 | 0.00136 | 0.00136 | 0.00136 | 0.00136 | 0.00136 | 0.00136 | 0.00136 | 0.00136 | 0.00136 | 0.00136 | 0.00136 | 0.00136 | 0.00136 | 0.00136 | 0.00136 | 0.00136 | 0.00136 | 0.00136 | 0.00136 | 0.00136 | 0.00136 | 0.00136 | 0.00136 | 0.00136 | 0.00136 | 0.00136 | 0.00136 | 0.00136 | 0.00136 | 0.00136 | 0.00136 | 0.00136 | 0.00136 | 0.00136 | 0.00136 | 0.00136 | 0.00136 | 0.00136 | 0.00136 | 0.00136 | 0.00136 | 0.00136 | 0.00136 | 0.00136 | 0.00136 | 0.00136 | 0.00136 | 0.00136 | 0.00136 | 0.00136 | 0.00136 | 0.00136 | 0.00136 | 0.00136 | 0.00136 | 0.00136 | 0.00136 | 0.00136 | 0.00136 | 0.00136 | 0.00136 | 0.00136 | 0.00136 | 0.00136 | 0.00136 | 0.00136 | 0.00136
LargeHotel | Yellowknife AP | 11513.05 | 7478.1 | 160.05 | 1232.46 | 0 | 274.54 | 0 | 548.04 | 43.88 | 1.74 | 0 | 66.21 | 1708.03 | 0 | 0.00136 | -1 | 0.00136 | 0.00136 | 0.00136 | 0.00136 | 0.00136 | 0.00136 | 0.00136 | 0.00136 | 0.00136 | 0.00136 | 0.00136 | 0.00136 | 0.00136 | 0.00136 | 0.00136 | 0.00136 | 0.00136 | 0.00136 | 0.00136 | 0.00136 | 0.00136 | 0.00136 | 0.00136 | 0.00136 | 0.00136 | 0.00136 | 0.00136 | 0.00136 | 0.00136 | 0.00136 | 0.00136 | 0.00136 | 0.00136 | 0.00136 | 0.00136 | 0.00136 | 0.00136 | 0.00136 | 0.00136 | 0.00136 | 0.00136 | 0.00136 | 0.00136 | 0.00136 | 0.00136 | 0.00136 | 0.00136 | 0.00136 | 0.00136 | 0.00136 | 0.00136 | 0.00136 | 0.00136 | 0.00136 | 0.00136 | 0.00136 | 0.00136 | 0.00136 | 0.00136 | 0.00136 | 0.00136 | 0.00136 | 0.00136 | 0.00136
Warehouse | Yellowknife AP | 5179.04 | 4363.94 | 37.25 | 261.24 | 0 | 84.99 | 0 | 334.22 | 30.85 | 0 | 0 | 9.2 | 57.36 | 0 | 0.00136 | 0.00136 | 0.00136
RetailStandalone | Yellowknife AP | 2309.68 | 1513.4 | 43.98 | 396.94 | 0 | 74.03 | 0 | 219.48 | 9.64 | 0 | 0 | 23.72 | 28.48 | 0 | 0.00136 | 0.00136 | 0.00136 | 0.00136 | 0.00136
RetailStripmall | Yellowknife AP | 2873.89 | 2054.63 | 35.15 | 395.97 | 0 | 75.59 | 0 | 241.53 | 9.38 | 0 | 0 | 30.42 | 31.22 | 0 | 0.00136 | 0.00136 | 0.00136 | 0.00136 | 0.00136 | 0.00136 | 0.00136 | 0.00136 | 0.00136 | 0.00136
QuickServiceRestaurant | Yellowknife AP | 387.87 | 242.29 | 4.71 | 48.34 | 0 | 24.85 | 0 | 25.7 | 0.39 | 0 | 0 | 10.01 | 31.58 | 0 | 0.00136 | 0.00136 | 0.00136
FullServiceRestaurant | Yellowknife AP | 893.54 | 592.8 | 6.08 | 85.83 | 0 | 34.34 | 0 | 57.21 | 0.69 | 0 | 0 | 23.27 | 93.3 | 0 | 0.00136 | 0.00136 | 0.00136
MidriseApartment | Yellowknife AP | 2873.34 | 1606.31 | 78.59 | 130.3 | 0 | 191.87 | 0 | 108.31 | 32.88 | 0 | 0 | 32.97 | 692.12 | 0 | 0.00136 | 0.00136 | 0.00136 | 0.00136 | 0.00136 | 0.00136 | 0.00136 | 0.00136 | 0.00136 | 0.00136 | 0.00136 | 0.00136 | 0.00136 | 0.00136 | 0.00136 | 0.00136 | 0.00136 | 0.00136 | 0.00136 | 0.00136 | 0.00136 | 0.00136 | 0.00136 | 0.00136 | 0.00136 | 0.00136 | 0.00136
HighriseApartment | Yellowknife AP | 8211.57 | 5275.15 | 157.63 | 306.01 | 0 | 494.52 | 0 | 219.2 | 32 | 0.14 | 0 | 1.34 | 1725.57 | 0 | 0.00136 | 0.00136 | 0.00136 | 0.00136 | 0.00136 | 0.00136 | 0.00136 | 0.00136 | 0.00136 | 0.00136 | 0.00136 | 0.00136 | 0.00136 | 0.00136 | 0.00136 | 0.00136 | 0.00136 | 0.00136 | 0.00136 | 0.00136 | 0.00136 | 0.00136 | 0.00136 | 0.00136 | 0.00136 | 0.00136 | 0.00136 | 0.00136 | 0.00136 | 0.00136 | 0.00136 | 0.00136 | 0.00136 | 0.00136 | 0.00136 | 0.00136 | 0.00136 | 0.00136 | 0.00136 | 0.00136 | 0.00136 | 0.00136 | 0.00136 | 0.00136 | 0.00136 | 0.00136 | 0.00136 | 0.00136 | 0.00136 | 0.00136 | 0.00136 | 0.00136 | 0.00136 | 0.00136 | 0.00136 | 0.00136 | 0.00136 | 0.00136 | 0.00136 | 0.00136 | 0.00136 | 0.00136 | 0.00136 | 0.00136 | 0.00136 | 0.00136 | 0.00136 | 0.00136 | 0.00136 | 0.00136 | 0.00136 | 0.00136 | 0.00136 | 0.00136 | 0.00136 | 0.00136 | 0.00136 | 0.00136 | 0.00136 | 0.00136 | 0.00136 | 0.00136 | 0.00136 | 0.00136 | 0.00136 | 0.00136 | 0.00136 | 0.00136 | 0.00136 | 0.00136
Hospital | Yellowknife AP | 27371.73 | 14425.71 | 352.53 | 4763.04 | 0 | 2610.78 | 0 | 2153.85 | 57.37 | 1.33 | 0 | 783.97 | 2223.14 | 0 | -1 | 0.00136 | 0.00136 | 0.00136 | 0.00136 | 0.00136 | 0.00136 | 0.00136 | 0.00136 | 0.00136 | 0.00136 | 0.00136 | 0.00136 | 0.00136 | 0.00136 | 0.00136 | 0.00136 | 0.00136 | 0.00136 | 0.00136 | 0.00136 | 0.00136 | 0.00136 | 0.00136 | 0.00136 | -1 | 0.00136 | 0.00136 | 0.00136 | 0.00136 | 0.00136 | 0.00136 | 0.00136 | 0.00136 | 0.00136 | 0.00136 | 0.00136 | 0.00136 | 0.00136 | -1 | -1 | 0.00136 | -1 | -1 | 0.00136 | 0.00136 | 0.00136 | 0.00136 | 0.00136 | 0.00136 | 0.00136 | 0.00136 | 0.00136 | 0.00136 | 0.00136 | 0.00136 | 0.00136 | 0.00136 | 0.00136 | 0.00136 | 0.00136 | 0.00136 | 0.00136 | 0.00136 | 0.00136 | 0.00136 | 0.00136 | 0.00136 | 0.00136 | 0.00136 | -1 | 0.00136 | 0.00136 | 0.00136 | 0.00136 | 0.00136 | 0.00136 | 0.00136 | 0.00136 | 0.00136 | 0.00136 | 0.00136 | 0.00136 | 0.00136 | 0.00136 | 0.00136 | 0.00136 | 0.00136 | 0.00136 | 0.00136 | 0.00136 | 0.00136 | 0.00136 | 0.00136 | 0.00136 | 0.00136 | 0.00136 | 0.00136 | 0.00136 | 0.00136 | 0.00136 | 0.00136 | 0.00136 | 0.00136 | 0.00136 | 0.00136 | 0.00136 | 0.00136 | 0.00136 | 0.00136 | 0.00136 | 0.00136 | 0.00136 | 0.00136 | 0.00136 | 0.00136 | 0.00136 | 0.00136 | 0.00136 | 0.00136 | 0.00136 | 0.00136 | 0.00136 | 0.00136 | 0.00136 | 0.00136 | 0.00136 | 0.00136 | 0.00136 | 0.00136 | 0.00136 | 0.00136 | 0.00136 | 0.00136 | 0.00136 | 0.00136 | 0.00136 | 0.00136 | 0.00136 | 0.00136 | 0.00136 | 0.00136 | 0.00136 | 0.00136 | 0.00136 | 0.00136 | 0.00136 | 0.00136 | 0.00136 | 0.00136 | 0.00136 | 0.00136 | 0.00136 | 0.00136 | 0.00136 | 0.00136 | 0.00136 | 0.00136 | 0.00136 | 0.00136 | -1 | -1
Outpatient | Yellowknife AP | 4525.96 | 2364.99 | 95.11 | 761.58 | 0 | 316.06 | 0 | 473.48 | 35.99 | 1.55 | 0 | 228.69 | 248.51 | 0 | 0.00136 | -1 | 0.00136 | -1 | -1 | -1 | 0.00136 | 0.00136 | 0.00136 | -1 | -1 | -1 | 0.00136 | -1 | 0.00136 | 0.00136 | -1 | -1 | 0.00136 | 0.00136 | -1 | -1 | 0.00136 | -1 | -1 | -1 | -1 | -1 | -1 | 0.00136 | 0.00136 | -1 | -1 | -1 | 0.00136 | -1 | 0.00136 | 0.00136 | 0.00136 | -1 | 0.00136 | 0.00136 | -1 | -1 | -1 | -1 | 0.00136 | 0.00136 | -1 | 0.00136 | 0.00136 | 0.00136 | -1 | 0.00136 | 0.00136 | 0.00136 | -1 | -1 | 0.00136 | 0.00136 | 0.00136 | 0.00136 | 0.00136 | 0.00136 | 0.00136 | 0.00136 | 0.00136 | 0.00136 | 0.00136 | 0.00136 | 0.00136 | 0.00136 | 0.00136 | 0.00136 | -1 | -1 | -1 | 0.00136 | -1 | 0.00136 | 0.00136 | -1 | -1 | -1 | -1 | -1 | -1 | 0.00136 | 0.00136 | 0.00136 | 0.00136 | -1 | 0.00136 | 0.00136 | 0.00136 | 0.00136 | 0.00136 | 0.00136 | 0.00136 | 0.00136 | 0.00136 | 0.00136 | 0.00136 | 0.00136 | 0.00136 | 0.00136 | 0.00136 | 0.00136 | 0.00136 | 0.00136 | 0.00136 | 0.00136 | 0.00136 | 0.00136 | 0.00136 | 0.00136 | 0.00136 | 0.00136